## Cover Sheet
Vermont PUC
Clean Heat Standard Installed Measure Decarbonization Calculations
Based on VT CHS TRM DRAFT 2024-09-17
October 2, 2024
Sheet Name | Description
Cover Sheet | This tab
Commercial/Industrial Measures
CI_APPL_HPCD | C/I Heat Pump Clothes Dryer
CI_APPL_INCT | C/I Induction Cooktop
CI_ENVE_AIRS | C/I Air Sealing
CI_ENVE_INSU | C/I Building Shell Insulation
CI_DOHW_HPWH | C/I Heat Pump Water Heater
CI_DOHW_LFFA | C/I Low Flow Faucet Aerator
CI_DOHW_LFSH | C/I Low Flow Showerhead
CI_DOHW_SOWH | C/I Solar Water Heater
CI_HVAC_ADVT | C/I Advanced Thermostat
CI_HVAC_AWHC | C/I Advanced Wood Heating - Central Pellet Systems
CI_HVAC_AWHS | C/I Advanced Wood Heating - Pellet and Cordwood Stoves
CI_HVAC_HPDF | C/I Air Source Heat Pump - Full Displacement
CI_HVAC_HPDP | C/I Air Source Heat Pump - Partial Displacement
CI_HVAC_AWHP | C/I Air-to-Water Heat Pump
CI_HVAC_GSHP | C/I Ground Source Heat Pump
CI_HVAC_VRFL | C/I Variable Refrigerant Flow (VRF) Heat Pump Systems
Residential Measures
RE_APPL_HPCD | Residential Heat Pump Clothes Dryer
RE_APPL_INCT | Residential Induction Cooktop
RE_ENVE_AIRS | Residential Air Sealing
RE_ENVE_INSU | Residential Building Shell Insulation
RE_DOHW_HPWH | Residential Heat Pump Water Heater
RE_DOHW_LFFA | Residential Low Flow Faucet Aerator
RE_DOHW_LFSH | Residential Low Flow Showerhead
RE_DOHW_SOWH | Residential Solar Water Heater
RE_HVAC_ADVT | Residential Advanced Thermostat
RE_HVAC_AWHC | Residential Advanced Wood Heating - Central Pellet Systems
RE_HVAC_AWHS | Residential Advanced Wood Heating - Pellet and Cordwood Stoves
RE_HVAC_HPDF | Residential Air Source Heat Pump - Ducted, Full Displacement
RE_HVAC_HPDP | Residential Air Source Heat Pump - Ducted, Partial Displacement
RE_HVAC_HPXF | Residential Air Source Heat Pump - Ductless, Full Displacement
RE_HVAC_HPXP | Residential Air Source Heat Pump - Ductless, Partial Displacement
RE_HVAC_AWHP | Residential Air-to-Water Heat Pump
RE_HVAC_ENRV | Residential ERV/HRV
RE_HVAC_GSHP | Residential Ground Source Heat Pump
References
VT CHS Emissions Schedule | Draft schedule of carbon intensity values by year and fuel
Lookups | Lookup table with carbon intensity adders by fuel

## CI_APPL_HPCD
Characterization: | CI_APPL_HPCD
C/I Heat Pump Clothes Dryers
Assumptions:
▪ ENERGY STAR-certified standard-sized (≥ 4.4 ft3) dryer, heat pump or hybrid heat pump
▪ Central A/C presence is unknown/not collected
▪ Space heating fuel type is unknown/not collected
helper row
[6 empty] | 2025 First Year Savings | [6 empty] | Affected Fuel Adders |  | Mixed Baseline Scenario Adders | [25 empty] | Affected Fuel Lifecycle Carbon Intensity - With Adder (gCO2e/MJ) | [25 empty] | Lifetime CO2e Reductions, Thermal [g] | [25 empty] | Lifetime CO2e Reductions, Total [g]
Space Heating Fuel | ENERGY STAR Most Efficient? | Baseline Dryer Fuel | Lifetime CO2e Reductions, Thermal [g] | Lifetime CO2e Reductions, Total [g] | Lifetime Credits | ΔCO2e | ΔCO2ethermal | ΔCO2edirect | ΔCO2ecool | ΔCO2eheat | CO2ebase dryer | CO2ehp dryer | TDL | CI' | TDLelec | TDLng | CI' prop | CI' oil | CI' wood | ΔEheat [MJ] | ΔEhl [MJ] | Edryer,base [MJ] | Edryer,hp [MJ] | Load [lbs] | ΔEcl [MJ] | Measure Life | Baseline Dryer Fuel Type | CEFbase [lbs/kWh] | CEFhp [lbs/kWh] | Weight [lbs] | Ncycles | %Cool | %Conditioned | HRbase | HRhp | WHHF | WHCF | ηave | ηcool | MJ/kWh | 2025 | 2026 | 2027 | 2028 | 2029 | 2030 | 2031 | 2032 | 2033 | 2034 | 2035 | 2036 | 2037 | 2038 | 2039 | 2040 | 2041 | 2042 | 2043 | 2044 | 2045 | 2046 | 2047 | 2048 | 2049 | 2050 | 2025 | 2026 | 2027 | 2028 | 2029 | 2030 | 2031 | 2032 | 2033 | 2034 | 2035 | 2036 | 2037 | 2038 | 2039 | 2040 | 2041 | 2042 | 2043 | 2044 | 2045 | 2046 | 2047 | 2048 | 2049 | 2050 | 2025 | 2026 | 2027 | 2028 | 2029 | 2030 | 2031 | 2032 | 2033 | 2034 | 2035 | 2036 | 2037 | 2038 | 2039 | 2040 | 2041 | 2042 | 2043 | 2044 | 2045 | 2046 | 2047 | 2048 | 2049 | 2050
Coin-Operated Laundromat | No | Natural Gas | 5303751.2441 | 5217375.024 | 5.3038 | 389361.6 | 401932.8325 | 629454.08 | -12571.2325 | -227521.2475 | 1026509.9646 | 397055.8846 | 1.4% | 0 | 4% | 1.4% | 0.32764 | 0.2149 | 1.3777 | -2121.1341 | -3787.497 | 15884.8099 | 10092.3624 | 12531.35 | -1188.6719 | 10 | Natural Gas | 2.84 | 4.47 | 8.45 | 1483 | 68% | 73% | 5% | 100% | 0.558 | 0.188 | 1.7856 | 3.72 | 3.6 | 63.7174 | 63.7174 | 63.7174 | 63.7174 | 63.7174 | 63.6511 | 63.6511 | 63.6511 | 63.6511 | 63.6511 | 0 | 0 | 0 | 0 | 0 | 0 | 0 | 0 | 0 | 0 | 0 | 0 | 0 | 0 | 0 | 0 | 401932.8325 | 430759.695 | 459303.0293 | 487846.3635 | 516400.6254 | 544322.6247 | 572865.9589 | 601409.2932 | 629952.6274 | 658958.1942 | 0 | 0 | 0 | 0 | 0 | 0 | 0 | 0 | 0 | 0 | 0 | 0 | 0 | 0 | 0 | 0 | 389361.6 | 419062.5982 | 448480.0681 | 477897.538 | 507325.9356 | 536122.0705 | 565539.5404 | 594957.0103 | 624374.4802 | 654254.1826 | 0 | 0 | 0 | 0 | 0 | 0 | 0 | 0 | 0 | 0 | 0 | 0 | 0 | 0 | 0 | 0
|  | Propane | 6781917.185 | 6695540.9649 | 6.7819 | 540563.2588 | 553134.4913 | 780655.7388 | -12571.2325 | -227521.2475 | 1177711.6234 | 397055.8846 | 0% | 0.32764 | 4% | 1.4% | 0.32764 | 0.2149 | 1.3777 | -2121.1341 | -3787.497 | 15884.8099 | 10092.3624 | 12531.35 | -1188.6719 | 10 | Delivered | 2.84 | 4.47 | 8.45 | 1483 | 68% | 73% | 5% | 100% | 0.558 | 0.188 | 1.7856 | 3.72 | 3.6 | 74.1407 | 73.9136 | 73.9136 | 73.9136 | 73.9048 | 73.9048 | 73.9048 | 73.9048 | 73.9048 | 73.5345 | 0 | 0 | 0 | 0 | 0 | 0 | 0 | 0 | 0 | 0 | 0 | 0 | 0 | 0 | 0 | 0 | 553134.4913 | 578352.9861 | 606896.3204 | 635439.6546 | 663854.844 | 692845.1978 | 721388.532 | 749931.8663 | 778475.2005 | 801598.092 | 0 | 0 | 0 | 0 | 0 | 0 | 0 | 0 | 0 | 0 | 0 | 0 | 0 | 0 | 0 | 0 | 540563.2588 | 566655.8893 | 596073.3592 | 625490.8291 | 654780.1541 | 684644.6436 | 714062.1135 | 743479.5834 | 772897.0533 | 796894.0805 | 0 | 0 | 0 | 0 | 0 | 0 | 0 | 0 | 0 | 0 | 0 | 0 | 0 | 0 | 0 | 0
| Yes | Natural Gas | 7634393.0508 | 7590475.9971 | 7.6344 | 687198.8891 | 693590.5962 | 809271.3105 | -6391.707 | -115680.7143 | 1026509.9646 | 217238.6541 | 1.4% | 0 | 4% | 1.4% | 0.32764 | 0.2149 | 1.3777 | -1078.4676 | -1925.7118 | 15884.8099 | 5521.7699 | 12531.35 | -604.3674 | 10 | Natural Gas | 2.84 | 8.17 | 8.45 | 1483 | 68% | 73% | 5% | 100% | 0.558 | 0.188 | 1.7856 | 3.72 | 3.6 | 63.7174 | 63.7174 | 63.7174 | 63.7174 | 63.7174 | 63.6511 | 63.6511 | 63.6511 | 63.6511 | 63.6511 | 0 | 0 | 0 | 0 | 0 | 0 | 0 | 0 | 0 | 0 | 0 | 0 | 0 | 0 | 0 | 0 | 693590.5962 | 709315.3461 | 724895.9391 | 740476.5321 | 756062.6811 | 770802.2018 | 786382.7948 | 801963.3878 | 817543.9808 | 833359.591 | 0 | 0 | 0 | 0 | 0 | 0 | 0 | 0 | 0 | 0 | 0 | 0 | 0 | 0 | 0 | 0 | 687198.8891 | 703368.0839 | 719393.1217 | 735418.1595 | 751448.7534 | 766632.7188 | 782657.7567 | 798682.7945 | 814707.8323 | 830967.8872 | 0 | 0 | 0 | 0 | 0 | 0 | 0 | 0 | 0 | 0 | 0 | 0 | 0 | 0 | 0 | 0
|  | Propane | 9112558.9917 | 9068641.938 | 9.1126 | 838400.548 | 844792.255 | 960472.9693 | -6391.707 | -115680.7143 | 1177711.6234 | 217238.6541 | 0% | 0.32764 | 4% | 1.4% | 0.32764 | 0.2149 | 1.3777 | -1078.4676 | -1925.7118 | 15884.8099 | 5521.7699 | 12531.35 | -604.3674 | 10 | Delivered | 2.84 | 8.17 | 8.45 | 1483 | 68% | 73% | 5% | 100% | 0.558 | 0.188 | 1.7856 | 3.72 | 3.6 | 74.1407 | 73.9136 | 73.9136 | 73.9136 | 73.9048 | 73.9048 | 73.9048 | 73.9048 | 73.9048 | 73.5345 | 0 | 0 | 0 | 0 | 0 | 0 | 0 | 0 | 0 | 0 | 0 | 0 | 0 | 0 | 0 | 0 | 844792.255 | 856908.6371 | 872489.2302 | 888069.8232 | 903516.8997 | 919324.7749 | 934905.3679 | 950485.9609 | 966066.554 | 975999.4888 | 0 | 0 | 0 | 0 | 0 | 0 | 0 | 0 | 0 | 0 | 0 | 0 | 0 | 0 | 0 | 0 | 838400.548 | 850961.3749 | 866986.4128 | 883011.4506 | 898902.9719 | 915155.292 | 931180.3298 | 947205.3676 | 963230.4054 | 973607.7851 | 0 | 0 | 0 | 0 | 0 | 0 | 0 | 0 | 0 | 0 | 0 | 0 | 0 | 0 | 0 | 0
Multifamily Common Area | No | Natural Gas | 12899953.2956 | 12689866.2924 | 12.9 | 947017.7284 | 977593.8819 | 1530978.3322 | -30576.1535 | -553384.4503 | 2496710.3455 | 965732.0133 | 1.4% | 0 | 4% | 1.4% | 0.32764 | 0.2149 | 1.3777 | -5159.0901 | -9212.0712 | 38635.5423 | 24546.9664 | 30479.15 | -2891.1258 | 10 | Natural Gas | 2.84 | 4.47 | 8.45 | 3607 | 68% | 73% | 5% | 100% | 0.558 | 0.188 | 1.7856 | 3.72 | 3.6 | 63.7174 | 63.7174 | 63.7174 | 63.7174 | 63.7174 | 63.6511 | 63.6511 | 63.6511 | 63.6511 | 63.6511 | 0 | 0 | 0 | 0 | 0 | 0 | 0 | 0 | 0 | 0 | 0 | 0 | 0 | 0 | 0 | 0 | 977593.8819 | 1047707.4983 | 1117131.5082 | 1186555.5181 | 1256006.1065 | 1323918.8854 | 1393342.8953 | 1462766.9052 | 1532190.9151 | 1602739.1816 | 0 | 0 | 0 | 0 | 0 | 0 | 0 | 0 | 0 | 0 | 0 | 0 | 0 | 0 | 0 | 0 | 947017.7284 | 1019257.4455 | 1090807.5561 | 1162357.6667 | 1233934.3559 | 1303973.2355 | 1375523.346 | 1447073.4566 | 1518623.5672 | 1591297.9344 | 0 | 0 | 0 | 0 | 0 | 0 | 0 | 0 | 0 | 0 | 0 | 0 | 0 | 0 | 0 | 0
|  | Propane | 16495195.7426 | 16285108.7393 | 16.4952 | 1314775.2357 | 1345351.3892 | 1898735.8395 | -30576.1535 | -553384.4503 | 2864467.8528 | 965732.0133 | 0% | 0.32764 | 4% | 1.4% | 0.32764 | 0.2149 | 1.3777 | -5159.0901 | -9212.0712 | 38635.5423 | 24546.9664 | 30479.15 | -2891.1258 | 10 | Delivered | 2.84 | 4.47 | 8.45 | 3607 | 68% | 73% | 5% | 100% | 0.558 | 0.188 | 1.7856 | 3.72 | 3.6 | 74.1407 | 73.9136 | 73.9136 | 73.9136 | 73.9048 | 73.9048 | 73.9048 | 73.9048 | 73.9048 | 73.5345 | 0 | 0 | 0 | 0 | 0 | 0 | 0 | 0 | 0 | 0 | 0 | 0 | 0 | 0 | 0 | 0 | 1345351.3892 | 1406688.6183 | 1476112.6282 | 1545536.638 | 1614648.9698 | 1685160.2349 | 1754584.2448 | 1824008.2547 | 1893432.2645 | 1949672.5002 | 0 | 0 | 0 | 0 | 0 | 0 | 0 | 0 | 0 | 0 | 0 | 0 | 0 | 0 | 0 | 0 | 1314775.2357 | 1378238.5655 | 1449788.6761 | 1521338.7867 | 1592577.2191 | 1665214.5849 | 1736764.6955 | 1808314.8061 | 1879864.9166 | 1938231.253 | 0 | 0 | 0 | 0 | 0 | 0 | 0 | 0 | 0 | 0 | 0 | 0 | 0 | 0 | 0 | 0
| Yes | Natural Gas | 18568614.7904 | 18461798.3287 | 18.5686 | 1671427.1026 | 1686973.2167 | 1968335.5475 | -15546.1141 | -281362.3308 | 2496710.3455 | 528374.798 | 1.4% | 0 | 4% | 1.4% | 0.32764 | 0.2149 | 1.3777 | -2623.0835 | -4683.7778 | 38635.5423 | 13430.2252 | 30479.15 | -1469.9616 | 10 | Natural Gas | 2.84 | 8.17 | 8.45 | 3607 | 68% | 73% | 5% | 100% | 0.558 | 0.188 | 1.7856 | 3.72 | 3.6 | 63.7174 | 63.7174 | 63.7174 | 63.7174 | 63.7174 | 63.6511 | 63.6511 | 63.6511 | 63.6511 | 63.6511 | 0 | 0 | 0 | 0 | 0 | 0 | 0 | 0 | 0 | 0 | 0 | 0 | 0 | 0 | 0 | 0 | 1686973.2167 | 1725219.456 | 1763115.0723 | 1801010.6886 | 1838919.8185 | 1874769.7518 | 1912665.3681 | 1950560.9844 | 1988456.6007 | 2026923.8332 | 0 | 0 | 0 | 0 | 0 | 0 | 0 | 0 | 0 | 0 | 0 | 0 | 0 | 0 | 0 | 0 | 1671427.1026 | 1710754.3348 | 1749730.944 | 1788707.5531 | 1827697.6759 | 1864628.6021 | 1903605.2113 | 1942581.8204 | 1981558.4296 | 2021106.6549 | 0 | 0 | 0 | 0 | 0 | 0 | 0 | 0 | 0 | 0 | 0 | 0 | 0 | 0 | 0 | 0
|  | Propane | 22163857.2373 | 22057040.7757 | 22.1639 | 2039184.6099 | 2054730.724 | 2336093.0549 | -15546.1141 | -281362.3308 | 2864467.8528 | 528374.798 | 0% | 0.32764 | 4% | 1.4% | 0.32764 | 0.2149 | 1.3777 | -2623.0835 | -4683.7778 | 38635.5423 | 13430.2252 | 30479.15 | -1469.9616 | 10 | Delivered | 2.84 | 8.17 | 8.45 | 3607 | 68% | 73% | 5% | 100% | 0.558 | 0.188 | 1.7856 | 3.72 | 3.6 | 74.1407 | 73.9136 | 73.9136 | 73.9136 | 73.9048 | 73.9048 | 73.9048 | 73.9048 | 73.9048 | 73.5345 | 0 | 0 | 0 | 0 | 0 | 0 | 0 | 0 | 0 | 0 | 0 | 0 | 0 | 0 | 0 | 0 | 2054730.724 | 2084200.576 | 2122096.1923 | 2159991.8086 | 2197562.6818 | 2236011.1013 | 2273906.7176 | 2311802.3339 | 2349697.9502 | 2373857.1518 | 0 | 0 | 0 | 0 | 0 | 0 | 0 | 0 | 0 | 0 | 0 | 0 | 0 | 0 | 0 | 0 | 2039184.6099 | 2069735.4548 | 2108712.0639 | 2147688.6731 | 2186340.5392 | 2225869.9515 | 2264846.5607 | 2303823.1699 | 2342799.7791 | 2368039.9736 | 0 | 0 | 0 | 0 | 0 | 0 | 0 | 0 | 0 | 0 | 0 | 0 | 0 | 0 | 0 | 0
On-Premise Laundromat | No | Natural Gas | 3841017.4215 | 3778463.099 | 3.841 | 281978.6638 | 291082.847 | 455855.4834 | -9104.1832 | -164772.6364 | 743406.4073 | 287550.9238 | 1.4% | 0 | 4% | 1.4% | 0.32764 | 0.2149 | 1.3777 | -1536.1416 | -2742.9344 | 11503.9014 | 7308.9664 | 9075.3 | -860.8453 | 10 | Natural Gas | 2.84 | 4.47 | 8.45 | 1074 | 68% | 73% | 5% | 100% | 0.558 | 0.188 | 1.7856 | 3.72 | 3.6 | 63.7174 | 63.7174 | 63.7174 | 63.7174 | 63.7174 | 63.6511 | 63.6511 | 63.6511 | 63.6511 | 63.6511 | 0 | 0 | 0 | 0 | 0 | 0 | 0 | 0 | 0 | 0 | 0 | 0 | 0 | 0 | 0 | 0 | 291082.847 | 311959.4824 | 332630.7845 | 353302.0866 | 373981.3026 | 394202.629 | 414873.9311 | 435545.2332 | 456216.5353 | 477222.5897 | 0 | 0 | 0 | 0 | 0 | 0 | 0 | 0 | 0 | 0 | 0 | 0 | 0 | 0 | 0 | 0 | 281978.6638 | 303488.355 | 324792.7129 | 346097.0707 | 367409.3424 | 388263.7247 | 409568.0825 | 430872.4404 | 452176.7982 | 473815.9084 | 0 | 0 | 0 | 0 | 0 | 0 | 0 | 0 | 0 | 0 | 0 | 0 | 0 | 0 | 0 | 0
|  | Propane | 4911516.5588 | 4848962.2362 | 4.9115 | 391480.0674 | 400584.2506 | 565356.8871 | -9104.1832 | -164772.6364 | 852907.8109 | 287550.9238 | 0% | 0.32764 | 4% | 1.4% | 0.32764 | 0.2149 | 1.3777 | -1536.1416 | -2742.9344 | 11503.9014 | 7308.9664 | 9075.3 | -860.8453 | 10 | Delivered | 2.84 | 4.47 | 8.45 | 1074 | 68% | 73% | 5% | 100% | 0.558 | 0.188 | 1.7856 | 3.72 | 3.6 | 74.1407 | 73.9136 | 73.9136 | 73.9136 | 73.9048 | 73.9048 | 73.9048 | 73.9048 | 73.9048 | 73.5345 | 0 | 0 | 0 | 0 | 0 | 0 | 0 | 0 | 0 | 0 | 0 | 0 | 0 | 0 | 0 | 0 | 400584.2506 | 418847.6784 | 439518.9805 | 460190.2826 | 480768.7811 | 501763.8182 | 522435.1203 | 543106.4224 | 563777.7245 | 580523.5002 | 0 | 0 | 0 | 0 | 0 | 0 | 0 | 0 | 0 | 0 | 0 | 0 | 0 | 0 | 0 | 0 | 391480.0674 | 410376.551 | 431680.9088 | 452985.2667 | 474196.821 | 495824.9138 | 517129.2717 | 538433.6295 | 559737.9874 | 577116.8189 | 0 | 0 | 0 | 0 | 0 | 0 | 0 | 0 | 0 | 0 | 0 | 0 | 0 | 0 | 0 | 0
| Yes | Natural Gas | 5528886.1339 | 5497081.066 | 5.5289 | 497674.7181 | 502303.6415 | 586080.504 | -4628.9234 | -83776.8626 | 743406.4073 | 157325.9032 | 1.4% | 0 | 4% | 1.4% | 0.32764 | 0.2149 | 1.3777 | -781.0346 | -1394.6153 | 11503.9014 | 3998.9082 | 9075.3 | -437.6875 | 10 | Natural Gas | 2.84 | 8.17 | 8.45 | 1074 | 68% | 73% | 5% | 100% | 0.558 | 0.188 | 1.7856 | 3.72 | 3.6 | 63.7174 | 63.7174 | 63.7174 | 63.7174 | 63.7174 | 63.6511 | 63.6511 | 63.6511 | 63.6511 | 63.6511 | 0 | 0 | 0 | 0 | 0 | 0 | 0 | 0 | 0 | 0 | 0 | 0 | 0 | 0 | 0 | 0 | 502303.6415 | 513691.6262 | 524975.2114 | 536258.7967 | 547546.4056 | 558220.8798 | 569504.465 | 580788.0503 | 592071.6355 | 603525.4219 | 0 | 0 | 0 | 0 | 0 | 0 | 0 | 0 | 0 | 0 | 0 | 0 | 0 | 0 | 0 | 0 | 497674.7181 | 509384.5732 | 520990.0288 | 532595.4844 | 544204.9637 | 555201.3082 | 566806.7638 | 578412.2193 | 590017.6749 | 601793.3317 | 0 | 0 | 0 | 0 | 0 | 0 | 0 | 0 | 0 | 0 | 0 | 0 | 0 | 0 | 0 | 0
|  | Propane | 6599385.2711 | 6567580.2032 | 6.5994 | 607176.1217 | 611805.0451 | 695581.9077 | -4628.9234 | -83776.8626 | 852907.8109 | 157325.9032 | 0% | 0.32764 | 4% | 1.4% | 0.32764 | 0.2149 | 1.3777 | -781.0346 | -1394.6153 | 11503.9014 | 3998.9082 | 9075.3 | -437.6875 | 10 | Delivered | 2.84 | 8.17 | 8.45 | 1074 | 68% | 73% | 5% | 100% | 0.558 | 0.188 | 1.7856 | 3.72 | 3.6 | 74.1407 | 73.9136 | 73.9136 | 73.9136 | 73.9048 | 73.9048 | 73.9048 | 73.9048 | 73.9048 | 73.5345 | 0 | 0 | 0 | 0 | 0 | 0 | 0 | 0 | 0 | 0 | 0 | 0 | 0 | 0 | 0 | 0 | 611805.0451 | 620579.8222 | 631863.4074 | 643146.9926 | 654333.8842 | 665782.069 | 677065.6542 | 688349.2394 | 699632.8246 | 706826.3324 | 0 | 0 | 0 | 0 | 0 | 0 | 0 | 0 | 0 | 0 | 0 | 0 | 0 | 0 | 0 | 0 | 607176.1217 | 616272.7692 | 627878.2247 | 639483.6803 | 650992.4422 | 662762.4973 | 674367.9529 | 685973.4085 | 697578.8641 | 705094.2422 | 0 | 0 | 0 | 0 | 0 | 0 | 0 | 0 | 0 | 0 | 0 | 0 | 0 | 0 | 0 | 0
Table 4. Heat Pump Clothes Dryer CEF by Type (CEFhp)
[26 empty] | Technology | Size | CEF [lbs/kWh]
[28 empty] | ENERGY STAR | ENERGY STAR Most Efficient
[26 empty] | Heat Pump | Standard | 4.3 | 9.13
[26 empty] | Heat Pump | Compact | 3.36 | 6.25
[26 empty] | Hybrid Heat Pump | Standard or Compact | 4.5 | 6.03
[26 empty] | Unknown (full or hybrid) | Standard | 4.47 | 8.17
[26 empty] | Unknown (full or hybrid) | Compact | 3.36 | 6.25
Table 5. Average Load Weight by Dryer Size
[26 empty] | Dryer Size | Average Weight [lbs]
[26 empty] | Standard (≥ 4.4 ft3) | 8.45
[26 empty] | Compact (< 4.4 ft3) | 3
Table 6. Assumed Number of Dryer Cycles Per Year
[26 empty] | Setting | Ncycles
[26 empty] | Coin-Operated Laundromat | 1483
[26 empty] | Multifamily Common Area | 3607
[26 empty] | On-Premise Laundromat | 1074
[26 empty] | Other | Use actual
Table 7. Vermont Primary Heating Fuel Mix and Average Heating Efficiency, C/I Buildings
[26 empty] | Heating Fuel | Fuel % | Average Heating Efficiency (ηheat)
[26 empty] | Oil | 15% | 0.81
[26 empty] | Propane (LP) | 29% | 0.88
[26 empty] | Natural Gas (NG) | 22% | 0.88
[26 empty] | Electricity | 33% | 3.66
[26 empty] | Wood | 1% | 0.75
Table 8. Percentage of C/I Customers with Cooling
[26 empty] | Dryer Type | %HR
[26 empty] | Yes | 100%
[26 empty] | No | 0%
[26 empty] | Unknown | 68%
Table 9. Portion of Dryer Heat Energy Remaining in Space
[26 empty] | Dryer Type | %HR
[26 empty] | Vented | 5%
[26 empty] | Ventless | 100%

## CI_APPL_INCT
Characterization: | CI_APPL_INCT
C/I Induction Cooktops
Assumptions:
▪ 143 lbs of food cooked per day
▪ Days of operation per year = 326
helper row
|  |  |  | 2025 First Year Savings |  |  |  | Affected Fuel Adders |  | Mixed Baseline Scenario Adders | [14 empty] | Lifecycle Carbon Intensity - With Adder (gCO2e/MJ) | [25 empty] | Lifetime CO2e Reductions, Thermal [g] | [25 empty] | Lifetime CO2e Reductions, Total [g]
Existing Cooktop Fuel | Lifetime CO2e Reductions, Thermal [g] | Lifetime CO2e Reductions, Total [g] | Lifetime Credits | ΔCO2e | ΔCO2edirect | ΔCO2ebase | ΔCO2einduction | CI' | TDL | TDLelec | TDLng | CI' prop | CI' oil | CI' wood | Ebase [MJ] | ΔEinduction [MJ] | ΔEload [MJ] | Measure Life | Baseline Dryer Fuel Type | ηbase | ηinduction | Food [lbs/day] | Eabs | Days | 2025 | 2026 | 2027 | 2028 | 2029 | 2030 | 2031 | 2032 | 2033 | 2034 | 2035 | 2036 | 2037 | 2038 | 2039 | 2040 | 2041 | 2042 | 2043 | 2044 | 2045 | 2046 | 2047 | 2048 | 2049 | 2050 | 2025 | 2026 | 2027 | 2028 | 2029 | 2030 | 2031 | 2032 | 2033 | 2034 | 2035 | 2036 | 2037 | 2038 | 2039 | 2040 | 2041 | 2042 | 2043 | 2044 | 2045 | 2046 | 2047 | 2048 | 2049 | 2050 | 2025 | 2026 | 2027 | 2028 | 2029 | 2030 | 2031 | 2032 | 2033 | 2034 | 2035 | 2036 | 2037 | 2038 | 2039 | 2040 | 2041 | 2042 | 2043 | 2044 | 2045 | 2046 | 2047 | 2048 | 2049 | 2050
Natural Gas | 14882249592.3536 | 14882249592.3536 | 14882.2496 | 868016840.5891 | 868016840.5891 | 1151858739.1374 | 283841898.5483 | 0 | 1.4% | 4% | 1.4% | 0.32764 | 0.2149 | 1.3777 | 17824529.4118 | 7214690.4762 | 6060340 | 15 | Natural Gas | 0.34 | 0.84 | 143 | 130 | 326 | 63.7174 | 63.7174 | 63.7174 | 63.7174 | 63.7174 | 63.6511 | 63.6511 | 63.6511 | 63.6511 | 63.6511 | 63.6399 | 63.6399 | 63.6399 | 63.6399 | 63.6399 | 0 | 0 | 0 | 0 | 0 | 0 | 0 | 0 | 0 | 0 | 0 | 868016840.5891 | 887753674.3545 | 907490508.1198 | 927227341.8852 | 946964175.6506 | 965502196.3349 | 985239030.1003 | 1004975863.8657 | 1024712697.631 | 1044449531.3964 | 1063983546.4852 | 1063983546.4852 | 1063983546.4852 | 1063983546.4852 | 1063983546.4852 | 0 | 0 | 0 | 0 | 0 | 0 | 0 | 0 | 0 | 0 | 0 | 868016840.5891 | 887753674.3545 | 907490508.1198 | 927227341.8852 | 946964175.6506 | 965502196.3349 | 985239030.1003 | 1004975863.8657 | 1024712697.631 | 1044449531.3964 | 1063983546.4852 | 1063983546.4852 | 1063983546.4852 | 1063983546.4852 | 1063983546.4852 | 0 | 0 | 0 | 0 | 0 | 0 | 0 | 0 | 0 | 0 | 0
Propane | 17341071597.9913 | 17341071597.9913 | 17341.0716 | 1037681975.933 | 1037681975.933 | 1321523874.4813 | 283841898.5483 | 0.32764 | 0% | 4% | 1.4% | 0.32764 | 0.2149 | 1.3777 | 17824529.4118 | 7214690.4762 | 6060340 | 15 | Delivered | 0.34 | 0.84 | 143 | 130 | 326 | 74.1407 | 73.9136 | 73.9136 | 73.9136 | 73.9048 | 73.9048 | 73.9048 | 73.9048 | 73.9048 | 73.5345 | 73.5345 | 73.5345 | 73.5345 | 73.5345 | 73.4701 | 0 | 0 | 0 | 0 | 0 | 0 | 0 | 0 | 0 | 0 | 0 | 1037681975.933 | 1053369818.4082 | 1073106652.1736 | 1092843485.939 | 1112424264.7745 | 1132161098.5398 | 1151897932.3052 | 1171634766.0706 | 1191371599.8359 | 1204507415.4331 | 1224244249.1985 | 1224244249.1985 | 1224244249.1985 | 1224244249.1985 | 1223095591.7844 | 0 | 0 | 0 | 0 | 0 | 0 | 0 | 0 | 0 | 0 | 0 | 1037681975.933 | 1053369818.4082 | 1073106652.1736 | 1092843485.939 | 1112424264.7745 | 1132161098.5398 | 1151897932.3052 | 1171634766.0706 | 1191371599.8359 | 1204507415.4331 | 1224244249.1985 | 1224244249.1985 | 1224244249.1985 | 1224244249.1985 | 1223095591.7844 | 0 | 0 | 0 | 0 | 0 | 0 | 0 | 0 | 0 | 0 | 0
Unknown, commercial | 6530313026.3697 | 6530313026.3697 | 6530.313 | 391366457.6352 | 391366457.6352 | 675208356.1835 | 283841898.5483 | 0 | 0% | 4% | 1.4% | 0.32764 | 0.2149 | 1.3777 | blended | 7214690.4762 | 6060340 | 15 | Unknown | blended | 0.84 | 143 | 130 | 326 | blended | blended | blended | blended | blended | blended | blended | blended | blended | blended | blended | blended | blended | blended | blended | blended | blended | blended | blended | blended | blended | blended | blended | blended | blended | blended | 391366457.6352 | 398133306.6165 | 405203829.9446 | 412274353.2727 | 419333172.4811 | 425993701.7355 | 433064225.0636 | 440134748.3917 | 447205271.7198 | 453780718.6853 | 460781878.026 | 460781878.026 | 460781878.026 | 460781878.026 | 460695728.7199 | 0 | 0 | 0 | 0 | 0 | 0 | 0 | 0 | 0 | 0 | 0 | 391366457.6352 | 398133306.6165 | 405203829.9446 | 412274353.2727 | 419333172.4811 | 425993701.7355 | 433064225.0636 | 440134748.3917 | 447205271.7198 | 453780718.6853 | 460781878.026 | 460781878.026 | 460781878.026 | 460781878.026 | 460695728.7199 | 0 | 0 | 0 | 0 | 0 | 0 | 0 | 0 | 0 | 0 | 0
Table 11. Assumed Cooktop Fuel Mix in Vermont Non-Residential Buildings and Baseline Cooktop Efficiency
[18 empty] | Cooktop Fuel | %Fuelcook | ηbase,fuel
[18 empty] | Propane (LP) | 7.5% | 34%
[18 empty] | Natural Gas (NG) | 34.2% | 34%
[18 empty] | Electric | 57.3% | 75%

## CI_ENVE_AIRS
Characterization: | CI_ENVE_AIRS
C/I Air Sealing
Assumptions:
▪ Central A/C presence is unknown/not collected
▪ Heating efficiencies per Table 13
helper row
CFM50 Reduction | [5 empty] | 2025 First Year Savings |  |  |  | Affected Fuel Adders |  | Mixed Baseline Scenario Adders | [23 empty] | Affected Fuel Lifecycle Carbon Intensity - With Adder (gCO2e/MJ) | [25 empty] | Lifetime CO2e Reductions, Thermal [g] | [25 empty] | Lifetime CO2e Reductions, Total [g]
Range | Assumed Value | Heating Fuel | Lifetime CO2e Reductions, Thermal [g] | Lifetime CO2e Reductions, Total [g] | Lifetime Credits | ΔCO2e | ΔCO2eheat | ΔCO2ecool | ΔCO2efan | TDL | CI' | TDLelec | TDLng | CI' prop | CI' oil | CI' wood | ΔEheat [MJ] | ΔEcool [MJ] | ΔEfan [MJ] | ΔEhl [MJ] | ΔEcl [MJ] | Measure Life | Fe | %Fossil | %Cool | ΔCFM | N | HDH [°F hr] | CDH [°F hr] | Adjheat | Adjcool | ηheat | ηcool | Specific Heat of Air | MJ/BTU | 2025 | 2026 | 2027 | 2028 | 2029 | 2030 | 2031 | 2032 | 2033 | 2034 | 2035 | 2036 | 2037 | 2038 | 2039 | 2040 | 2041 | 2042 | 2043 | 2044 | 2045 | 2046 | 2047 | 2048 | 2049 | 2050 | 2025 | 2026 | 2027 | 2028 | 2029 | 2030 | 2031 | 2032 | 2033 | 2034 | 2035 | 2036 | 2037 | 2038 | 2039 | 2040 | 2041 | 2042 | 2043 | 2044 | 2045 | 2046 | 2047 | 2048 | 2049 | 2050 | 2025 | 2026 | 2027 | 2028 | 2029 | 2030 | 2031 | 2032 | 2033 | 2034 | 2035 | 2036 | 2037 | 2038 | 2039 | 2040 | 2041 | 2042 | 2043 | 2044 | 2045 | 2046 | 2047 | 2048 | 2049 | 2050
>0 and <800 | 400 | Oil | 3433379.444 | 3460079.0681 | 3.4334 | 175295.2963 | 172603.1187 | 1010.3508 | 1681.8268 | 0% | 0.2149 | 4% | 1.4% | 0.32764 | 0.2149 | 1.3777 | 2062.7608 | 25.6811 | 42.7487 | 1670.8363 | 90.3974 | 20 | 3.14% | 66% | 68% | 400 | 17.1 | 113443 | 6619 | 0.55 | 0.75 | 0.81 | 3.52 | 1.08 | 0.00106 | 83.6758 | 83.6758 | 83.6758 | 83.6758 | 83.6758 | 83.1407 | 83.1407 | 83.1407 | 83.1407 | 83.1407 | 83.0516 | 83.0516 | 83.0516 | 83.0516 | 83.0516 | 83.0236 | 83.0236 | 83.0236 | 83.0236 | 83.0236 | 0 | 0 | 0 | 0 | 0 | 0 | 172603.1187 | 172603.1187 | 172603.1187 | 172603.1187 | 172603.1187 | 171499.337 | 171499.337 | 171499.337 | 171499.337 | 171499.337 | 171315.5396 | 171315.5396 | 171315.5396 | 171315.5396 | 171315.5396 | 171257.8935 | 171257.8935 | 171257.8935 | 171257.8935 | 171257.8935 | 0 | 0 | 0 | 0 | 0 | 0 | 175295.2963 | 175108.0968 | 174920.8973 | 174733.6978 | 174546.4983 | 173255.517 | 173068.3175 | 172881.118 | 172693.9185 | 172506.719 | 172135.7222 | 172135.7222 | 172135.7222 | 172135.7222 | 172135.7222 | 172078.0761 | 172078.0761 | 172078.0761 | 172078.0761 | 172078.0761 | 0 | 0 | 0 | 0 | 0 | 0
| 400 | Propane | 2798421.3205 | 2823794.1672 | 2.7984 | 143327.7645 | 140769.3686 | 1010.3508 | 1548.0451 | 0% | 0.32764 | 4% | 1.4% | 0.32764 | 0.2149 | 1.3777 | 1898.6776 | 25.6811 | 39.3482 | 1670.8363 | 90.3974 | 20 | 3.14% | 66% | 68% | 400 | 17.1 | 113443 | 6619 | 0.55 | 0.75 | 0.88 | 3.52 | 1.08 | 0.00106 | 74.1407 | 73.9136 | 73.9136 | 73.9136 | 73.9048 | 73.9048 | 73.9048 | 73.9048 | 73.9048 | 73.5345 | 73.5345 | 73.5345 | 73.5345 | 73.5345 | 73.4701 | 73.4701 | 73.4701 | 73.4701 | 73.4701 | 73.4507 | 0 | 0 | 0 | 0 | 0 | 0 | 140769.3686 | 140338.068 | 140338.068 | 140338.068 | 140321.445 | 140321.445 | 140321.445 | 140321.445 | 140321.445 | 139618.3013 | 139618.3013 | 139618.3013 | 139618.3013 | 139618.3013 | 139495.9458 | 139495.9458 | 139495.9458 | 139495.9458 | 139495.9458 | 139459.2873 | 0 | 0 | 0 | 0 | 0 | 0 | 143327.7645 | 142718.5669 | 142540.6699 | 142362.7728 | 142168.2527 | 141990.3557 | 141812.4586 | 141634.5616 | 141456.6646 | 140575.6238 | 140397.7268 | 140397.7268 | 140397.7268 | 140397.7268 | 140275.3712 | 140275.3712 | 140275.3712 | 140275.3712 | 140275.3712 | 140238.7127 | 0 | 0 | 0 | 0 | 0 | 0
| 400 | Natural Gas | 2451764.9543 | 2477137.8009 | 2.4518 | 125254.9514 | 122696.5555 | 1010.3508 | 1548.0451 | 1.4% | 0 | 4% | 1.4% | 0.32764 | 0.2149 | 1.3777 | 1898.6776 | 25.6811 | 39.3482 | 1670.8363 | 90.3974 | 20 | 3.14% | 66% | 68% | 400 | 17.1 | 113443 | 6619 | 0.55 | 0.75 | 0.88 | 3.52 | 1.08 | 0.00106 | 63.7174 | 63.7174 | 63.7174 | 63.7174 | 63.7174 | 63.6511 | 63.6511 | 63.6511 | 63.6511 | 63.6511 | 63.6399 | 63.6399 | 63.6399 | 63.6399 | 63.6399 | 63.6363 | 63.6363 | 63.6363 | 63.6363 | 63.6363 | 0 | 0 | 0 | 0 | 0 | 0 | 122696.5555 | 122696.5555 | 122696.5555 | 122696.5555 | 122696.5555 | 122568.8573 | 122568.8573 | 122568.8573 | 122568.8573 | 122568.8573 | 122547.253 | 122547.253 | 122547.253 | 122547.253 | 122547.253 | 122540.325 | 122540.325 | 122540.325 | 122540.325 | 122540.325 | 0 | 0 | 0 | 0 | 0 | 0 | 125254.9514 | 125077.0543 | 124899.1573 | 124721.2603 | 124543.3632 | 124237.768 | 124059.871 | 123881.9739 | 123704.0769 | 123526.1798 | 123326.6785 | 123326.6785 | 123326.6785 | 123326.6785 | 123326.6785 | 123319.7505 | 123319.7505 | 123319.7505 | 123319.7505 | 123319.7505 | 0 | 0 | 0 | 0 | 0 | 0
| 400 | Electricity | 178120.1503 | 191831.6488 | 0.17812 | 19342.7765 | 17960.2182 | 1010.3508 | 372.2076 | 4% | 0 | 4% | 1.4% | 0.32764 | 0.2149 | 1.3777 | 456.5126 | 25.6811 | 9.4608 | 1670.8363 | 90.3974 | 20 | 3.14% | 66% | 68% | 400 | 17.1 | 113443 | 6619 | 0.55 | 0.75 | 3.66 | 3.52 | 1.08 | 0.00106 | 37.7685 | 35.1423 | 32.5161 | 29.8899 | 27.2636 | 24.6374 | 22.0112 | 19.385 | 16.7588 | 14.1326 | 11.5063 | 11.5063 | 11.5063 | 11.5063 | 11.5063 | 11.5063 | 11.5063 | 11.5063 | 11.5063 | 11.5063 | 0 | 0 | 0 | 0 | 0 | 0 | 17960.2182 | 16711.3615 | 15462.5049 | 14213.6482 | 12964.7916 | 11715.935 | 10467.0783 | 9218.2217 | 7969.365 | 6720.5084 | 5471.6517 | 5471.6517 | 5471.6517 | 5471.6517 | 5471.6517 | 5471.6517 | 5471.6517 | 5471.6517 | 5471.6517 | 5471.6517 | 0 | 0 | 0 | 0 | 0 | 0 | 19342.7765 | 17997.7843 | 16652.792 | 15307.7997 | 13962.8074 | 12617.8151 | 11272.8228 | 9927.8305 | 8582.8382 | 7237.8459 | 5892.8536 | 5892.8536 | 5892.8536 | 5892.8536 | 5892.8536 | 5892.8536 | 5892.8536 | 5892.8536 | 5892.8536 | 5892.8536 | 0 | 0 | 0 | 0 | 0 | 0
| 400 | Wood, commercial | 1465184.8279 | 1493218.8109 | 1.4652 | 76448.3894 | 73621.6657 | 1010.3508 | 1816.3729 | 0% | 1.3777 | 4% | 1.4% | 0.32764 | 0.2149 | 1.3777 | 2227.7817 | 25.6811 | 46.1685 | 1670.8363 | 90.3974 | 20 | 3.14% | 66% | 68% | 400 | 17.1 | 113443 | 6619 | 0.55 | 0.75 | 0.75 | 3.52 | 1.08 | 0.00106 | 33.0471 | 33.0471 | 33.0471 | 33.0471 | 33.0471 | 32.8882 | 32.8882 | 32.8882 | 32.8882 | 32.8882 | 32.8027 | 32.8027 | 32.8027 | 32.8027 | 32.8027 | 32.7996 | 32.7996 | 32.7996 | 32.7996 | 32.7996 | 0 | 0 | 0 | 0 | 0 | 0 | 73621.6657 | 73621.6657 | 73621.6657 | 73621.6657 | 73621.6657 | 73267.6964 | 73267.6964 | 73267.6964 | 73267.6964 | 73267.6964 | 73077.2745 | 73077.2745 | 73077.2745 | 73077.2745 | 73077.2745 | 73070.3289 | 73070.3289 | 73070.3289 | 73070.3289 | 73070.3289 | 0 | 0 | 0 | 0 | 0 | 0 | 76448.3894 | 76251.8343 | 76055.2791 | 75858.724 | 75662.1689 | 75111.6446 | 74915.0895 | 74718.5344 | 74521.9793 | 74325.4241 | 73938.4471 | 73938.4471 | 73938.4471 | 73938.4471 | 73938.4471 | 73931.5015 | 73931.5015 | 73931.5015 | 73931.5015 | 73931.5015 | 0 | 0 | 0 | 0 | 0 | 0
| 400 | Unknown, commercial | 1939368.8874 | 1961119.1171 | 1.9394 | 102563.0356 | 100369.9156 | 1010.3508 | 1182.7692 | 0% | 0 | 4% | 1.4% | 0.32764 | 0.2149 | 1.3777 | blended | 25.6811 | 30.0636 | 1670.8363 | 90.3974 | 20 | 3.14% | 66% | 68% | 400 | 17.1 | 113443 | 6619 | 0.55 | 0.75 | blended | 3.52 | 1.08 | 0.00106 | blended | blended | blended | blended | blended | blended | blended | blended | blended | blended | blended | blended | blended | blended | blended | blended | blended | blended | blended | blended | 0 | 0 | 0 | 0 | 0 | 0 | 100369.9156 | 99832.7157 | 99420.593 | 99008.4703 | 98591.5269 | 97982.2037 | 97570.081 | 97157.9583 | 96745.8356 | 96129.8013 | 95683.4518 | 95683.4518 | 95683.4518 | 95683.4518 | 95647.9687 | 95637.7282 | 95637.7282 | 95637.7282 | 95637.7282 | 95627.0972 | 0 | 0 | 0 | 0 | 0 | 0 | 102563.0356 | 101873.338 | 101308.7176 | 100744.0972 | 100174.6561 | 99412.8351 | 98848.2147 | 98283.5942 | 97718.9738 | 96950.4417 | 96351.5945 | 96351.5945 | 96351.5945 | 96351.5945 | 96316.1114 | 96305.8709 | 96305.8709 | 96305.8709 | 96305.8709 | 96295.2399 | 0 | 0 | 0 | 0 | 0 | 0
800 to <1600 | 1200 | Oil | 10300138.332 | 10380237.2042 | 10.3001 | 525885.8888 | 517809.3561 | 3031.0524 | 5045.4803 | 0% | 0.2149 | 4% | 1.4% | 0.32764 | 0.2149 | 1.3777 | 6188.2825 | 77.0433 | 128.246 | 5012.5088 | 271.1923 | 20 | 3.14% | 66% | 68% | 1200 | 17.1 | 113443 | 6619 | 0.55 | 0.75 | 0.81 | 3.52 | 1.08 | 0.00106 | 83.6758 | 83.6758 | 83.6758 | 83.6758 | 83.6758 | 83.1407 | 83.1407 | 83.1407 | 83.1407 | 83.1407 | 83.0516 | 83.0516 | 83.0516 | 83.0516 | 83.0516 | 83.0236 | 83.0236 | 83.0236 | 83.0236 | 83.0236 | 0 | 0 | 0 | 0 | 0 | 0 | 517809.3561 | 517809.3561 | 517809.3561 | 517809.3561 | 517809.3561 | 514498.0109 | 514498.0109 | 514498.0109 | 514498.0109 | 514498.0109 | 513946.6189 | 513946.6189 | 513946.6189 | 513946.6189 | 513946.6189 | 513773.6806 | 513773.6806 | 513773.6806 | 513773.6806 | 513773.6806 | 0 | 0 | 0 | 0 | 0 | 0 | 525885.8888 | 525324.2903 | 524762.6918 | 524201.0933 | 523639.4948 | 519766.5511 | 519204.9526 | 518643.3541 | 518081.7556 | 517520.1571 | 516407.1667 | 516407.1667 | 516407.1667 | 516407.1667 | 516407.1667 | 516234.2283 | 516234.2283 | 516234.2283 | 516234.2283 | 516234.2283 | 0 | 0 | 0 | 0 | 0 | 0
| 1200 | Propane | 8395263.9615 | 8471382.5015 | 8.3953 | 429983.2934 | 422308.1057 | 3031.0524 | 4644.1353 | 0% | 0.32764 | 4% | 1.4% | 0.32764 | 0.2149 | 1.3777 | 5696.0327 | 77.0433 | 118.0446 | 5012.5088 | 271.1923 | 20 | 3.14% | 66% | 68% | 1200 | 17.1 | 113443 | 6619 | 0.55 | 0.75 | 0.88 | 3.52 | 1.08 | 0.00106 | 74.1407 | 73.9136 | 73.9136 | 73.9136 | 73.9048 | 73.9048 | 73.9048 | 73.9048 | 73.9048 | 73.5345 | 73.5345 | 73.5345 | 73.5345 | 73.5345 | 73.4701 | 73.4701 | 73.4701 | 73.4701 | 73.4701 | 73.4507 | 0 | 0 | 0 | 0 | 0 | 0 | 422308.1057 | 421014.2041 | 421014.2041 | 421014.2041 | 420964.335 | 420964.335 | 420964.335 | 420964.335 | 420964.335 | 418854.904 | 418854.904 | 418854.904 | 418854.904 | 418854.904 | 418487.8373 | 418487.8373 | 418487.8373 | 418487.8373 | 418487.8373 | 418377.8618 | 0 | 0 | 0 | 0 | 0 | 0 | 429983.2934 | 428155.7007 | 427622.0096 | 427088.3184 | 426504.7582 | 425971.067 | 425437.3759 | 424903.6848 | 424369.9937 | 421726.8715 | 421193.1804 | 421193.1804 | 421193.1804 | 421193.1804 | 420826.1137 | 420826.1137 | 420826.1137 | 420826.1137 | 420826.1137 | 420716.1382 | 0 | 0 | 0 | 0 | 0 | 0
| 1200 | Natural Gas | 7355294.8628 | 7431413.4028 | 7.3553 | 375764.8542 | 368089.6665 | 3031.0524 | 4644.1353 | 1.4% | 0 | 4% | 1.4% | 0.32764 | 0.2149 | 1.3777 | 5696.0327 | 77.0433 | 118.0446 | 5012.5088 | 271.1923 | 20 | 3.14% | 66% | 68% | 1200 | 17.1 | 113443 | 6619 | 0.55 | 0.75 | 0.88 | 3.52 | 1.08 | 0.00106 | 63.7174 | 63.7174 | 63.7174 | 63.7174 | 63.7174 | 63.6511 | 63.6511 | 63.6511 | 63.6511 | 63.6511 | 63.6399 | 63.6399 | 63.6399 | 63.6399 | 63.6399 | 63.6363 | 63.6363 | 63.6363 | 63.6363 | 63.6363 | 0 | 0 | 0 | 0 | 0 | 0 | 368089.6665 | 368089.6665 | 368089.6665 | 368089.6665 | 368089.6665 | 367706.572 | 367706.572 | 367706.572 | 367706.572 | 367706.572 | 367641.759 | 367641.759 | 367641.759 | 367641.759 | 367641.759 | 367620.9751 | 367620.9751 | 367620.9751 | 367620.9751 | 367620.9751 | 0 | 0 | 0 | 0 | 0 | 0 | 375764.8542 | 375231.163 | 374697.4719 | 374163.7808 | 373630.0897 | 372713.3041 | 372179.6129 | 371645.9218 | 371112.2307 | 370578.5395 | 369980.0354 | 369980.0354 | 369980.0354 | 369980.0354 | 369980.0354 | 369959.2515 | 369959.2515 | 369959.2515 | 369959.2515 | 369959.2515 | 0 | 0 | 0 | 0 | 0 | 0
| 1200 | Electricity | 534360.4508 | 575494.9464 | 0.53436 | 58028.3296 | 53880.6545 | 3031.0524 | 1116.6227 | 4% | 0 | 4% | 1.4% | 0.32764 | 0.2149 | 1.3777 | 1369.5379 | 77.0433 | 28.3823 | 5012.5088 | 271.1923 | 20 | 3.14% | 66% | 68% | 1200 | 17.1 | 113443 | 6619 | 0.55 | 0.75 | 3.66 | 3.52 | 1.08 | 0.00106 | 37.7685 | 35.1423 | 32.5161 | 29.8899 | 27.2636 | 24.6374 | 22.0112 | 19.385 | 16.7588 | 14.1326 | 11.5063 | 11.5063 | 11.5063 | 11.5063 | 11.5063 | 11.5063 | 11.5063 | 11.5063 | 11.5063 | 11.5063 | 0 | 0 | 0 | 0 | 0 | 0 | 53880.6545 | 50134.0846 | 46387.5147 | 42640.9447 | 38894.3748 | 35147.8049 | 31401.2349 | 27654.665 | 23908.0951 | 20161.5252 | 16414.9552 | 16414.9552 | 16414.9552 | 16414.9552 | 16414.9552 | 16414.9552 | 16414.9552 | 16414.9552 | 16414.9552 | 16414.9552 | 0 | 0 | 0 | 0 | 0 | 0 | 58028.3296 | 53993.3528 | 49958.3759 | 45923.399 | 41888.4222 | 37853.4453 | 33818.4684 | 29783.4915 | 25748.5147 | 21713.5378 | 17678.5609 | 17678.5609 | 17678.5609 | 17678.5609 | 17678.5609 | 17678.5609 | 17678.5609 | 17678.5609 | 17678.5609 | 17678.5609 | 0 | 0 | 0 | 0 | 0 | 0
| 1200 | Wood, commercial | 4395554.4836 | 4479656.4328 | 4.3956 | 229345.1681 | 220864.997 | 3031.0524 | 5449.1187 | 0% | 1.3777 | 4% | 1.4% | 0.32764 | 0.2149 | 1.3777 | 6683.3451 | 77.0433 | 138.5056 | 5012.5088 | 271.1923 | 20 | 3.14% | 66% | 68% | 1200 | 17.1 | 113443 | 6619 | 0.55 | 0.75 | 0.75 | 3.52 | 1.08 | 0.00106 | 33.0471 | 33.0471 | 33.0471 | 33.0471 | 33.0471 | 32.8882 | 32.8882 | 32.8882 | 32.8882 | 32.8882 | 32.8027 | 32.8027 | 32.8027 | 32.8027 | 32.8027 | 32.7996 | 32.7996 | 32.7996 | 32.7996 | 32.7996 | 0 | 0 | 0 | 0 | 0 | 0 | 220864.997 | 220864.997 | 220864.997 | 220864.997 | 220864.997 | 219803.0893 | 219803.0893 | 219803.0893 | 219803.0893 | 219803.0893 | 219231.8236 | 219231.8236 | 219231.8236 | 219231.8236 | 219231.8236 | 219210.9868 | 219210.9868 | 219210.9868 | 219210.9868 | 219210.9868 | 0 | 0 | 0 | 0 | 0 | 0 | 229345.1681 | 228755.5028 | 228165.8374 | 227576.1721 | 226986.5068 | 225334.9338 | 224745.2684 | 224155.6031 | 223565.9378 | 222976.2724 | 221815.3414 | 221815.3414 | 221815.3414 | 221815.3414 | 221815.3414 | 221794.5046 | 221794.5046 | 221794.5046 | 221794.5046 | 221794.5046 | 0 | 0 | 0 | 0 | 0 | 0
| 1200 | Unknown, commercial | 5818106.6621 | 5883357.3513 | 5.8181 | 307689.1068 | 301109.7467 | 3031.0524 | 3548.3077 | 0% | 0 | 4% | 1.4% | 0.32764 | 0.2149 | 1.3777 | blended | 77.0433 | 90.1908 | 5012.5088 | 271.1923 | 20 | 3.14% | 66% | 68% | 1200 | 17.1 | 113443 | 6619 | 0.55 | 0.75 | blended | 3.52 | 1.08 | 0.00106 | blended | blended | blended | blended | blended | blended | blended | blended | blended | blended | blended | blended | blended | blended | blended | blended | blended | blended | blended | blended | 0 | 0 | 0 | 0 | 0 | 0 | 301109.7467 | 299498.1471 | 298261.779 | 297025.411 | 295774.5808 | 293946.6111 | 292710.2431 | 291473.875 | 290237.5069 | 288389.4038 | 287050.3554 | 287050.3554 | 287050.3554 | 287050.3554 | 286943.9061 | 286913.1845 | 286913.1845 | 286913.1845 | 286913.1845 | 286881.2916 | 0 | 0 | 0 | 0 | 0 | 0 | 307689.1068 | 305620.0141 | 303926.1528 | 302232.2915 | 300523.9682 | 298238.5053 | 296544.644 | 294850.7827 | 293156.9215 | 290851.3252 | 289054.7836 | 289054.7836 | 289054.7836 | 289054.7836 | 288948.3343 | 288917.6127 | 288917.6127 | 288917.6127 | 288917.6127 | 288885.7198 | 0 | 0 | 0 | 0 | 0 | 0
>1600 | 2000 | Oil | 17166897.22 | 17300395.3404 | 17.1669 | 876476.4813 | 863015.5934 | 5051.7541 | 8409.1338 | 0% | 0.2149 | 4% | 1.4% | 0.32764 | 0.2149 | 1.3777 | 10313.8041 | 128.4054 | 213.7433 | 8354.1813 | 451.9871 | 20 | 3.14% | 66% | 68% | 2000 | 17.1 | 113443 | 6619 | 0.55 | 0.75 | 0.81 | 3.52 | 1.08 | 0.00106 | 83.6758 | 83.6758 | 83.6758 | 83.6758 | 83.6758 | 83.1407 | 83.1407 | 83.1407 | 83.1407 | 83.1407 | 83.0516 | 83.0516 | 83.0516 | 83.0516 | 83.0516 | 83.0236 | 83.0236 | 83.0236 | 83.0236 | 83.0236 | 0 | 0 | 0 | 0 | 0 | 0 | 863015.5934 | 863015.5934 | 863015.5934 | 863015.5934 | 863015.5934 | 857496.6848 | 857496.6848 | 857496.6848 | 857496.6848 | 857496.6848 | 856577.6982 | 856577.6982 | 856577.6982 | 856577.6982 | 856577.6982 | 856289.4676 | 856289.4676 | 856289.4676 | 856289.4676 | 856289.4676 | 0 | 0 | 0 | 0 | 0 | 0 | 876476.4813 | 875540.4838 | 874604.4863 | 873668.4888 | 872732.4913 | 866277.5852 | 865341.5877 | 864405.5902 | 863469.5927 | 862533.5952 | 860678.6111 | 860678.6111 | 860678.6111 | 860678.6111 | 860678.6111 | 860390.3805 | 860390.3805 | 860390.3805 | 860390.3805 | 860390.3805 | 0 | 0 | 0 | 0 | 0 | 0
| 2000 | Propane | 13992106.6025 | 14118970.8358 | 13.9921 | 716638.8224 | 703846.8429 | 5051.7541 | 7740.2254 | 0% | 0.32764 | 4% | 1.4% | 0.32764 | 0.2149 | 1.3777 | 9493.3879 | 128.4054 | 196.741 | 8354.1813 | 451.9871 | 20 | 3.14% | 66% | 68% | 2000 | 17.1 | 113443 | 6619 | 0.55 | 0.75 | 0.88 | 3.52 | 1.08 | 0.00106 | 74.1407 | 73.9136 | 73.9136 | 73.9136 | 73.9048 | 73.9048 | 73.9048 | 73.9048 | 73.9048 | 73.5345 | 73.5345 | 73.5345 | 73.5345 | 73.5345 | 73.4701 | 73.4701 | 73.4701 | 73.4701 | 73.4701 | 73.4507 | 0 | 0 | 0 | 0 | 0 | 0 | 703846.8429 | 701690.3402 | 701690.3402 | 701690.3402 | 701607.225 | 701607.225 | 701607.225 | 701607.225 | 701607.225 | 698091.5066 | 698091.5066 | 698091.5066 | 698091.5066 | 698091.5066 | 697479.7289 | 697479.7289 | 697479.7289 | 697479.7289 | 697479.7289 | 697296.4364 | 0 | 0 | 0 | 0 | 0 | 0 | 716638.8224 | 713592.8345 | 712703.3493 | 711813.8641 | 710841.2636 | 709951.7784 | 709062.2932 | 708172.808 | 707283.3228 | 702878.1191 | 701988.6339 | 701988.6339 | 701988.6339 | 701988.6339 | 701376.8562 | 701376.8562 | 701376.8562 | 701376.8562 | 701376.8562 | 701193.5637 | 0 | 0 | 0 | 0 | 0 | 0
| 2000 | Natural Gas | 12258824.7714 | 12385689.0046 | 12.2588 | 626274.7569 | 613482.7775 | 5051.7541 | 7740.2254 | 1.4% | 0 | 4% | 1.4% | 0.32764 | 0.2149 | 1.3777 | 9493.3879 | 128.4054 | 196.741 | 8354.1813 | 451.9871 | 20 | 3.14% | 66% | 68% | 2000 | 17.1 | 113443 | 6619 | 0.55 | 0.75 | 0.88 | 3.52 | 1.08 | 0.00106 | 63.7174 | 63.7174 | 63.7174 | 63.7174 | 63.7174 | 63.6511 | 63.6511 | 63.6511 | 63.6511 | 63.6511 | 63.6399 | 63.6399 | 63.6399 | 63.6399 | 63.6399 | 63.6363 | 63.6363 | 63.6363 | 63.6363 | 63.6363 | 0 | 0 | 0 | 0 | 0 | 0 | 613482.7775 | 613482.7775 | 613482.7775 | 613482.7775 | 613482.7775 | 612844.2867 | 612844.2867 | 612844.2867 | 612844.2867 | 612844.2867 | 612736.265 | 612736.265 | 612736.265 | 612736.265 | 612736.265 | 612701.6251 | 612701.6251 | 612701.6251 | 612701.6251 | 612701.6251 | 0 | 0 | 0 | 0 | 0 | 0 | 626274.7569 | 625385.2717 | 624495.7865 | 623606.3013 | 622716.8161 | 621188.8401 | 620299.3549 | 619409.8697 | 618520.3844 | 617630.8992 | 616633.3923 | 616633.3923 | 616633.3923 | 616633.3923 | 616633.3923 | 616598.7525 | 616598.7525 | 616598.7525 | 616598.7525 | 616598.7525 | 0 | 0 | 0 | 0 | 0 | 0
| 2000 | Electricity | 890600.7513 | 959158.244 | 0.8906 | 96713.8827 | 89801.0909 | 5051.7541 | 1861.0378 | 4% | 0 | 4% | 1.4% | 0.32764 | 0.2149 | 1.3777 | 2282.5632 | 128.4054 | 47.3038 | 8354.1813 | 451.9871 | 20 | 3.14% | 66% | 68% | 2000 | 17.1 | 113443 | 6619 | 0.55 | 0.75 | 3.66 | 3.52 | 1.08 | 0.00106 | 37.7685 | 35.1423 | 32.5161 | 29.8899 | 27.2636 | 24.6374 | 22.0112 | 19.385 | 16.7588 | 14.1326 | 11.5063 | 11.5063 | 11.5063 | 11.5063 | 11.5063 | 11.5063 | 11.5063 | 11.5063 | 11.5063 | 11.5063 | 0 | 0 | 0 | 0 | 0 | 0 | 89801.0909 | 83556.8076 | 77312.5244 | 71068.2412 | 64823.958 | 58579.6748 | 52335.3916 | 46091.1084 | 39846.8252 | 33602.5419 | 27358.2587 | 27358.2587 | 27358.2587 | 27358.2587 | 27358.2587 | 27358.2587 | 27358.2587 | 27358.2587 | 27358.2587 | 27358.2587 | 0 | 0 | 0 | 0 | 0 | 0 | 96713.8827 | 89988.9213 | 83263.9598 | 76538.9984 | 69814.0369 | 63089.0755 | 56364.114 | 49639.1526 | 42914.1911 | 36189.2297 | 29464.2682 | 29464.2682 | 29464.2682 | 29464.2682 | 29464.2682 | 29464.2682 | 29464.2682 | 29464.2682 | 29464.2682 | 29464.2682 | 0 | 0 | 0 | 0 | 0 | 0
| 2000 | Wood, commercial | 7325924.1393 | 7466094.0547 | 7.3259 | 382241.9468 | 368108.3283 | 5051.7541 | 9081.8645 | 0% | 1.3777 | 4% | 1.4% | 0.32764 | 0.2149 | 1.3777 | 11138.9085 | 128.4054 | 230.8427 | 8354.1813 | 451.9871 | 20 | 3.14% | 66% | 68% | 2000 | 17.1 | 113443 | 6619 | 0.55 | 0.75 | 0.75 | 3.52 | 1.08 | 0.00106 | 33.0471 | 33.0471 | 33.0471 | 33.0471 | 33.0471 | 32.8882 | 32.8882 | 32.8882 | 32.8882 | 32.8882 | 32.8027 | 32.8027 | 32.8027 | 32.8027 | 32.8027 | 32.7996 | 32.7996 | 32.7996 | 32.7996 | 32.7996 | 0 | 0 | 0 | 0 | 0 | 0 | 368108.3283 | 368108.3283 | 368108.3283 | 368108.3283 | 368108.3283 | 366338.4822 | 366338.4822 | 366338.4822 | 366338.4822 | 366338.4822 | 365386.3727 | 365386.3727 | 365386.3727 | 365386.3727 | 365386.3727 | 365351.6447 | 365351.6447 | 365351.6447 | 365351.6447 | 365351.6447 | 0 | 0 | 0 | 0 | 0 | 0 | 382241.9468 | 381259.1713 | 380276.3957 | 379293.6202 | 378310.8446 | 375558.2229 | 374575.4474 | 373592.6718 | 372609.8963 | 371627.1207 | 369692.2357 | 369692.2357 | 369692.2357 | 369692.2357 | 369692.2357 | 369657.5077 | 369657.5077 | 369657.5077 | 369657.5077 | 369657.5077 | 0 | 0 | 0 | 0 | 0 | 0
| 2000 | Unknown, commercial | 9696844.4368 | 9805595.5855 | 9.6968 | 512815.178 | 501849.5778 | 5051.7541 | 5913.8462 | 0% | 0 | 4% | 1.4% | 0.32764 | 0.2149 | 1.3777 | blended | 128.4054 | 150.3181 | 8354.1813 | 451.9871 | 20 | 3.14% | 66% | 68% | 2000 | 17.1 | 113443 | 6619 | 0.55 | 0.75 | blended | 3.52 | 1.08 | 0.00106 | blended | blended | blended | blended | blended | blended | blended | blended | blended | blended | blended | blended | blended | blended | blended | blended | blended | blended | blended | blended | 0 | 0 | 0 | 0 | 0 | 0 | 501849.5778 | 499163.5785 | 497102.9651 | 495042.3516 | 492957.6347 | 489911.0185 | 487850.4051 | 485789.7916 | 483729.1782 | 480649.0064 | 478417.259 | 478417.259 | 478417.259 | 478417.259 | 478239.8435 | 478188.6409 | 478188.6409 | 478188.6409 | 478188.6409 | 478135.4861 | 0 | 0 | 0 | 0 | 0 | 0 | 512815.178 | 509366.6901 | 506543.588 | 503720.4859 | 500873.2803 | 497064.1755 | 494241.0733 | 491417.9712 | 488594.8691 | 484752.2087 | 481757.9727 | 481757.9727 | 481757.9727 | 481757.9727 | 481580.5571 | 481529.3545 | 481529.3545 | 481529.3545 | 481529.3545 | 481476.1997 | 0 | 0 | 0 | 0 | 0 | 0
Table 13. Vermont Heating Fuel Mix and Average Heating Efficiency, C/I Buildings
[22 empty] | Heating Fuel | C/I Sector % | Average Heating Efficiency (ηave,fuel)
[22 empty] | Oil | 15% | 0.81
[22 empty] | Propane (LP) | 29% | 0.88
[22 empty] | Natural Gas (NG) | 22% | 0.88
[22 empty] | Electricity | 33% | 3.66
[22 empty] | Wood | 1% | 0.75
[22 empty] | Central Cooling? | %Cool
[22 empty] | Yes | 100%
[22 empty] | No | 0%
[22 empty] | Unknown, Building Type Unknown | 68%
[22 empty] | Fossil Fuel Furnace or Boiler? | %Fossil
[22 empty] | Yes | 100%
[22 empty] | No | 0%
[22 empty] | Unknown | 66%

## CI_ENVE_INSU
Characterization: | CI_ENVE_INSU
C/I Building Shell Insulation
Assumptions:
▪ Central A/C presence is unknown/not collected
▪ Heating efficiencies per Table 15
helper row
|  | R-Value of Insulation Alone |  |  |  |  | 2025 First Year Savings |  |  |  | Affected Fuel Adders |  | Mixed Baseline Scenario Adders | [23 empty] | Affected Fuel Lifecycle Carbon Intensity - With Adder (gCO2e/MJ) | [25 empty] | Lifetime CO2e Reductions per SF, Thermal [g/ft2] | [25 empty] | Lifetime CO2e Reductions per SF, Total [g/ft2]
Assembly Type | Heating Fuel | Baseline | Proposed | Lifetime CO2e Reductions per SF, Thermal [g/ft2] | Lifetime CO2e Reductions per SF, Total [g/ft2] | Lifetime Credits Per SF | ΔCO2e | ΔCO2eheat | ΔCO2ecool | ΔCO2efan | TDL | CI' | TDLelec | TDLng | CI' prop | CI' oil | CI' wood | ΔEheat [MJ] | ΔEcool [MJ] | ΔEfan [MJ] | ΔEhl [MJ] | ΔEcl [MJ] | Measure Life | Fe | %Fossil | %Cool | Rpre | Rpost | Ains | HDH [°F hr] | CDH [°F hr] | Adjheat | Adjcool | ηheat | ηcool | MJ/BTU | 2025 | 2026 | 2027 | 2028 | 2029 | 2030 | 2031 | 2032 | 2033 | 2034 | 2035 | 2036 | 2037 | 2038 | 2039 | 2040 | 2041 | 2042 | 2043 | 2044 | 2045 | 2046 | 2047 | 2048 | 2049 | 2050 | 2025 | 2026 | 2027 | 2028 | 2029 | 2030 | 2031 | 2032 | 2033 | 2034 | 2035 | 2036 | 2037 | 2038 | 2039 | 2040 | 2041 | 2042 | 2043 | 2044 | 2045 | 2046 | 2047 | 2048 | 2049 | 2050 | 2025 | 2026 | 2027 | 2028 | 2029 | 2030 | 2031 | 2032 | 2033 | 2034 | 2035 | 2036 | 2037 | 2038 | 2039 | 2040 | 2041 | 2042 | 2043 | 2044 | 2045 | 2046 | 2047 | 2048 | 2049 | 2050
Attic, Standard Wood Framing | Oil | None | R-49 | 92590.4091 | 93279.7783 | 0.09259 | 4724.2228 | 4654.7123 | 24.1555 | 45.355 | 0% | 0.2149 | 4% | 1.4% | 0.32764 | 0.2149 | 1.3777 | 55.628 | 0.61398 | 1.1528 | 45.0586 | 2.1612 | 20 | 3.14% | 66% | 68% | 1.6 | 47.6 | 1 | 127961.3 | 6619 | 0.55 | 0.75 | 0.81 | 3.52 | 0.00106 | 83.6758 | 83.6758 | 83.6758 | 83.6758 | 83.6758 | 83.1407 | 83.1407 | 83.1407 | 83.1407 | 83.1407 | 83.0516 | 83.0516 | 83.0516 | 83.0516 | 83.0516 | 83.0236 | 83.0236 | 83.0236 | 83.0236 | 83.0236 | 0 | 0 | 0 | 0 | 0 | 0 | 4654.7123 | 4654.7123 | 4654.7123 | 4654.7123 | 4654.7123 | 4624.9458 | 4624.9458 | 4624.9458 | 4624.9458 | 4624.9458 | 4619.9892 | 4619.9892 | 4619.9892 | 4619.9892 | 4619.9892 | 4618.4346 | 4618.4346 | 4618.4346 | 4618.4346 | 4618.4346 | 0 | 0 | 0 | 0 | 0 | 0 | 4724.2228 | 4719.3894 | 4714.556 | 4709.7226 | 4704.8892 | 4670.2894 | 4665.456 | 4660.6226 | 4655.7892 | 4650.9558 | 4641.1658 | 4641.1658 | 4641.1658 | 4641.1658 | 4641.1658 | 4639.6113 | 4639.6113 | 4639.6113 | 4639.6113 | 4639.6113 | 0 | 0 | 0 | 0 | 0 | 0
| Propane | None | R-49 | 75467.0374 | 76120.6264 | 0.075467 | 3862.1314 | 3796.2287 | 24.1555 | 41.7472 | 0% | 0.32764 | 4% | 1.4% | 0.32764 | 0.2149 | 1.3777 | 51.203 | 0.61398 | 1.0611 | 45.0586 | 2.1612 | 20 | 3.14% | 66% | 68% | 1.6 | 47.6 | 1 | 127961.3 | 6619 | 0.55 | 0.75 | 0.88 | 3.52 | 0.00106 | 74.1407 | 73.9136 | 73.9136 | 73.9136 | 73.9048 | 73.9048 | 73.9048 | 73.9048 | 73.9048 | 73.5345 | 73.5345 | 73.5345 | 73.5345 | 73.5345 | 73.4701 | 73.4701 | 73.4701 | 73.4701 | 73.4701 | 73.4507 | 0 | 0 | 0 | 0 | 0 | 0 | 3796.2287 | 3784.5975 | 3784.5975 | 3784.5975 | 3784.1492 | 3784.1492 | 3784.1492 | 3784.1492 | 3784.1492 | 3765.187 | 3765.187 | 3765.187 | 3765.187 | 3765.187 | 3761.8873 | 3761.8873 | 3761.8873 | 3761.8873 | 3761.8873 | 3760.8988 | 0 | 0 | 0 | 0 | 0 | 0 | 3862.1314 | 3845.9177 | 3841.3351 | 3836.7526 | 3831.7218 | 3827.1393 | 3822.5568 | 3817.9743 | 3813.3917 | 3789.847 | 3785.2645 | 3785.2645 | 3785.2645 | 3785.2645 | 3781.9649 | 3781.9649 | 3781.9649 | 3781.9649 | 3781.9649 | 3780.9763 | 0 | 0 | 0 | 0 | 0 | 0
| Natural Gas | None | R-49 | 66118.5063 | 66772.0952 | 0.066119 | 3374.7488 | 3308.8461 | 24.1555 | 41.7472 | 1.4% | 0 | 4% | 1.4% | 0.32764 | 0.2149 | 1.3777 | 51.203 | 0.61398 | 1.0611 | 45.0586 | 2.1612 | 20 | 3.14% | 66% | 68% | 1.6 | 47.6 | 1 | 127961.3 | 6619 | 0.55 | 0.75 | 0.88 | 3.52 | 0.00106 | 63.7174 | 63.7174 | 63.7174 | 63.7174 | 63.7174 | 63.6511 | 63.6511 | 63.6511 | 63.6511 | 63.6511 | 63.6399 | 63.6399 | 63.6399 | 63.6399 | 63.6399 | 63.6363 | 63.6363 | 63.6363 | 63.6363 | 63.6363 | 0 | 0 | 0 | 0 | 0 | 0 | 3308.8461 | 3308.8461 | 3308.8461 | 3308.8461 | 3308.8461 | 3305.4024 | 3305.4024 | 3305.4024 | 3305.4024 | 3305.4024 | 3304.8198 | 3304.8198 | 3304.8198 | 3304.8198 | 3304.8198 | 3304.6329 | 3304.6329 | 3304.6329 | 3304.6329 | 3304.6329 | 0 | 0 | 0 | 0 | 0 | 0 | 3374.7488 | 3370.1663 | 3365.5838 | 3361.0013 | 3356.4188 | 3348.3925 | 3343.81 | 3339.2275 | 3334.645 | 3330.0624 | 3324.8973 | 3324.8973 | 3324.8973 | 3324.8973 | 3324.8973 | 3324.7105 | 3324.7105 | 3324.7105 | 3324.7105 | 3324.7105 | 0 | 0 | 0 | 0 | 0 | 0
| Electricity | None | R-49 | 4803.494 | 5142.6031 | 0.0048035 | 518.5392 | 484.3461 | 24.1555 | 10.0376 | 4% | 0 | 4% | 1.4% | 0.32764 | 0.2149 | 1.3777 | 12.3111 | 0.61398 | 0.25514 | 45.0586 | 2.1612 | 20 | 3.14% | 66% | 68% | 1.6 | 47.6 | 1 | 127961.3 | 6619 | 0.55 | 0.75 | 3.66 | 3.52 | 0.00106 | 37.7685 | 35.1423 | 32.5161 | 29.8899 | 27.2636 | 24.6374 | 22.0112 | 19.385 | 16.7588 | 14.1326 | 11.5063 | 11.5063 | 11.5063 | 11.5063 | 11.5063 | 11.5063 | 11.5063 | 11.5063 | 11.5063 | 11.5063 | 0 | 0 | 0 | 0 | 0 | 0 | 484.3461 | 450.6673 | 416.9885 | 383.3097 | 349.6308 | 315.952 | 282.2732 | 248.5944 | 214.9156 | 181.2368 | 147.558 | 147.558 | 147.558 | 147.558 | 147.558 | 147.558 | 147.558 | 147.558 | 147.558 | 147.558 | 0 | 0 | 0 | 0 | 0 | 0 | 518.5392 | 482.4827 | 446.4263 | 410.3699 | 374.3135 | 338.2571 | 302.2007 | 266.1443 | 230.0878 | 194.0314 | 157.975 | 157.975 | 157.975 | 157.975 | 157.975 | 157.975 | 157.975 | 157.975 | 157.975 | 157.975 | 0 | 0 | 0 | 0 | 0 | 0
| Wood, commercial | None | R-49 | 39512.6915 | 40238.0452 | 0.039513 | 2058.5472 | 1985.4083 | 24.1555 | 48.9834 | 0% | 1.3777 | 4% | 1.4% | 0.32764 | 0.2149 | 1.3777 | 60.0782 | 0.61398 | 1.2451 | 45.0586 | 2.1612 | 20 | 3.14% | 66% | 68% | 1.6 | 47.6 | 1 | 127961.3 | 6619 | 0.55 | 0.75 | 0.75 | 3.52 | 0.00106 | 33.0471 | 33.0471 | 33.0471 | 33.0471 | 33.0471 | 32.8882 | 32.8882 | 32.8882 | 32.8882 | 32.8882 | 32.8027 | 32.8027 | 32.8027 | 32.8027 | 32.8027 | 32.7996 | 32.7996 | 32.7996 | 32.7996 | 32.7996 | 0 | 0 | 0 | 0 | 0 | 0 | 1985.4083 | 1985.4083 | 1985.4083 | 1985.4083 | 1985.4083 | 1975.8626 | 1975.8626 | 1975.8626 | 1975.8626 | 1975.8626 | 1970.7273 | 1970.7273 | 1970.7273 | 1970.7273 | 1970.7273 | 1970.54 | 1970.54 | 1970.54 | 1970.54 | 1970.54 | 0 | 0 | 0 | 0 | 0 | 0 | 2058.5472 | 2053.4615 | 2048.3759 | 2043.2902 | 2038.2045 | 2023.5731 | 2018.4874 | 2013.4017 | 2008.316 | 2003.2303 | 1993.0094 | 1993.0094 | 1993.0094 | 1993.0094 | 1993.0094 | 1992.8221 | 1992.8221 | 1992.8221 | 1992.8221 | 1992.8221 | 0 | 0 | 0 | 0 | 0 | 0
| Unknown, commercial | None | R-49 | 52300.3535 | 52856.2488 | 0.0523 | 2762.7996 | 2706.7476 | 24.1555 | 31.8966 | 0% | 0 | 4% | 1.4% | 0.32764 | 0.2149 | 1.3777 | blended | 0.61398 | 0.81075 | 45.0586 | 2.1612 | 20 | 3.14% | 66% | 68% | 1.6 | 47.6 | 1 | 127961.3 | 6619 | 0.55 | 0.75 | blended | 3.52 | 0.00106 | blended | blended | blended | blended | blended | blended | blended | blended | blended | blended | blended | blended | blended | blended | blended | blended | blended | blended | blended | blended | 0 | 0 | 0 | 0 | 0 | 0 | 2706.7476 | 2692.2605 | 2681.1465 | 2670.0325 | 2658.7885 | 2642.3565 | 2631.2424 | 2620.1284 | 2609.0144 | 2592.4014 | 2580.3644 | 2580.3644 | 2580.3644 | 2580.3644 | 2579.4075 | 2579.1313 | 2579.1313 | 2579.1313 | 2579.1313 | 2578.8446 | 0 | 0 | 0 | 0 | 0 | 0 | 2762.7996 | 2744.415 | 2729.4035 | 2714.3919 | 2699.2503 | 2678.9207 | 2663.9092 | 2648.8976 | 2633.886 | 2613.3754 | 2597.4408 | 2597.4408 | 2597.4408 | 2597.4408 | 2596.4839 | 2596.2078 | 2596.2078 | 2596.2078 | 2596.2078 | 2595.9211 | 0 | 0 | 0 | 0 | 0 | 0
Exterior Wall, Standard Wood Framing | Oil | None | R-15 | 36976.5241 | 37251.8277 | 0.036977 | 1886.6461 | 1858.8867 | 9.6466 | 18.1128 | 0% | 0.2149 | 4% | 1.4% | 0.32764 | 0.2149 | 1.3777 | 22.2153 | 0.2452 | 0.46039 | 17.9944 | 0.8631 | 20 | 3.14% | 66% | 68% | 3.4 | 18.9 | 1 | 127961.3 | 6619 | 0.55 | 0.75 | 0.81 | 3.52 | 0.00106 | 83.6758 | 83.6758 | 83.6758 | 83.6758 | 83.6758 | 83.1407 | 83.1407 | 83.1407 | 83.1407 | 83.1407 | 83.0516 | 83.0516 | 83.0516 | 83.0516 | 83.0516 | 83.0236 | 83.0236 | 83.0236 | 83.0236 | 83.0236 | 0 | 0 | 0 | 0 | 0 | 0 | 1858.8867 | 1858.8867 | 1858.8867 | 1858.8867 | 1858.8867 | 1846.9993 | 1846.9993 | 1846.9993 | 1846.9993 | 1846.9993 | 1845.0198 | 1845.0198 | 1845.0198 | 1845.0198 | 1845.0198 | 1844.399 | 1844.399 | 1844.399 | 1844.399 | 1844.399 | 0 | 0 | 0 | 0 | 0 | 0 | 1886.6461 | 1884.7159 | 1882.7856 | 1880.8554 | 1878.9252 | 1865.1075 | 1863.1773 | 1861.247 | 1859.3168 | 1857.3865 | 1853.4769 | 1853.4769 | 1853.4769 | 1853.4769 | 1853.4769 | 1852.856 | 1852.856 | 1852.856 | 1852.856 | 1852.856 | 0 | 0 | 0 | 0 | 0 | 0
| Propane | None | R-15 | 30138.205 | 30399.2196 | 0.030138 | 1542.3649 | 1516.0462 | 9.6466 | 16.672 | 0% | 0.32764 | 4% | 1.4% | 0.32764 | 0.2149 | 1.3777 | 20.4482 | 0.2452 | 0.42377 | 17.9944 | 0.8631 | 20 | 3.14% | 66% | 68% | 3.4 | 18.9 | 1 | 127961.3 | 6619 | 0.55 | 0.75 | 0.88 | 3.52 | 0.00106 | 74.1407 | 73.9136 | 73.9136 | 73.9136 | 73.9048 | 73.9048 | 73.9048 | 73.9048 | 73.9048 | 73.5345 | 73.5345 | 73.5345 | 73.5345 | 73.5345 | 73.4701 | 73.4701 | 73.4701 | 73.4701 | 73.4701 | 73.4507 | 0 | 0 | 0 | 0 | 0 | 0 | 1516.0462 | 1511.4012 | 1511.4012 | 1511.4012 | 1511.2222 | 1511.2222 | 1511.2222 | 1511.2222 | 1511.2222 | 1503.6496 | 1503.6496 | 1503.6496 | 1503.6496 | 1503.6496 | 1502.3318 | 1502.3318 | 1502.3318 | 1502.3318 | 1502.3318 | 1501.937 | 0 | 0 | 0 | 0 | 0 | 0 | 1542.3649 | 1535.8898 | 1534.0598 | 1532.2297 | 1530.2206 | 1528.3906 | 1526.5605 | 1524.7305 | 1522.9004 | 1513.4977 | 1511.6676 | 1511.6676 | 1511.6676 | 1511.6676 | 1510.3499 | 1510.3499 | 1510.3499 | 1510.3499 | 1510.3499 | 1509.9551 | 0 | 0 | 0 | 0 | 0 | 0
| Natural Gas | None | R-15 | 26404.8141 | 26665.8287 | 0.026405 | 1347.7258 | 1321.4071 | 9.6466 | 16.672 | 1.4% | 0 | 4% | 1.4% | 0.32764 | 0.2149 | 1.3777 | 20.4482 | 0.2452 | 0.42377 | 17.9944 | 0.8631 | 20 | 3.14% | 66% | 68% | 3.4 | 18.9 | 1 | 127961.3 | 6619 | 0.55 | 0.75 | 0.88 | 3.52 | 0.00106 | 63.7174 | 63.7174 | 63.7174 | 63.7174 | 63.7174 | 63.6511 | 63.6511 | 63.6511 | 63.6511 | 63.6511 | 63.6399 | 63.6399 | 63.6399 | 63.6399 | 63.6399 | 63.6363 | 63.6363 | 63.6363 | 63.6363 | 63.6363 | 0 | 0 | 0 | 0 | 0 | 0 | 1321.4071 | 1321.4071 | 1321.4071 | 1321.4071 | 1321.4071 | 1320.0319 | 1320.0319 | 1320.0319 | 1320.0319 | 1320.0319 | 1319.7992 | 1319.7992 | 1319.7992 | 1319.7992 | 1319.7992 | 1319.7246 | 1319.7246 | 1319.7246 | 1319.7246 | 1319.7246 | 0 | 0 | 0 | 0 | 0 | 0 | 1347.7258 | 1345.8957 | 1344.0657 | 1342.2356 | 1340.4056 | 1337.2002 | 1335.3702 | 1333.5401 | 1331.7101 | 1329.88 | 1327.8173 | 1327.8173 | 1327.8173 | 1327.8173 | 1327.8173 | 1327.7427 | 1327.7427 | 1327.7427 | 1327.7427 | 1327.7427 | 0 | 0 | 0 | 0 | 0 | 0
| Electricity | None | R-15 | 1918.3036 | 2053.7288 | 0.0019183 | 207.0817 | 193.4265 | 9.6466 | 4.0086 | 4% | 0 | 4% | 1.4% | 0.32764 | 0.2149 | 1.3777 | 4.9165 | 0.2452 | 0.10189 | 17.9944 | 0.8631 | 20 | 3.14% | 66% | 68% | 3.4 | 18.9 | 1 | 127961.3 | 6619 | 0.55 | 0.75 | 3.66 | 3.52 | 0.00106 | 37.7685 | 35.1423 | 32.5161 | 29.8899 | 27.2636 | 24.6374 | 22.0112 | 19.385 | 16.7588 | 14.1326 | 11.5063 | 11.5063 | 11.5063 | 11.5063 | 11.5063 | 11.5063 | 11.5063 | 11.5063 | 11.5063 | 11.5063 | 0 | 0 | 0 | 0 | 0 | 0 | 193.4265 | 179.9766 | 166.5268 | 153.077 | 139.6271 | 126.1773 | 112.7275 | 99.2776 | 85.8278 | 72.378 | 58.9281 | 58.9281 | 58.9281 | 58.9281 | 58.9281 | 58.9281 | 58.9281 | 58.9281 | 58.9281 | 58.9281 | 0 | 0 | 0 | 0 | 0 | 0 | 207.0817 | 192.6823 | 178.283 | 163.8836 | 149.4843 | 135.085 | 120.6856 | 106.2863 | 91.8869 | 77.4876 | 63.0882 | 63.0882 | 63.0882 | 63.0882 | 63.0882 | 63.0882 | 63.0882 | 63.0882 | 63.0882 | 63.0882 | 0 | 0 | 0 | 0 | 0 | 0
| Wood, commercial | None | R-15 | 15779.6256 | 16069.2999 | 0.01578 | 822.0929 | 792.8845 | 9.6466 | 19.5618 | 0% | 1.3777 | 4% | 1.4% | 0.32764 | 0.2149 | 1.3777 | 23.9926 | 0.2452 | 0.49722 | 17.9944 | 0.8631 | 20 | 3.14% | 66% | 68% | 3.4 | 18.9 | 1 | 127961.3 | 6619 | 0.55 | 0.75 | 0.75 | 3.52 | 0.00106 | 33.0471 | 33.0471 | 33.0471 | 33.0471 | 33.0471 | 32.8882 | 32.8882 | 32.8882 | 32.8882 | 32.8882 | 32.8027 | 32.8027 | 32.8027 | 32.8027 | 32.8027 | 32.7996 | 32.7996 | 32.7996 | 32.7996 | 32.7996 | 0 | 0 | 0 | 0 | 0 | 0 | 792.8845 | 792.8845 | 792.8845 | 792.8845 | 792.8845 | 789.0723 | 789.0723 | 789.0723 | 789.0723 | 789.0723 | 787.0215 | 787.0215 | 787.0215 | 787.0215 | 787.0215 | 786.9467 | 786.9467 | 786.9467 | 786.9467 | 786.9467 | 0 | 0 | 0 | 0 | 0 | 0 | 822.0929 | 820.0619 | 818.0309 | 815.9999 | 813.9689 | 808.1258 | 806.0948 | 804.0638 | 802.0328 | 800.0018 | 795.92 | 795.92 | 795.92 | 795.92 | 795.92 | 795.8452 | 795.8452 | 795.8452 | 795.8452 | 795.8452 | 0 | 0 | 0 | 0 | 0 | 0
| Unknown, commercial | None | R-15 | 20886.4536 | 21108.4536 | 0.020886 | 1103.3403 | 1080.9556 | 9.6466 | 12.7381 | 0% | 0 | 4% | 1.4% | 0.32764 | 0.2149 | 1.3777 | blended | 0.2452 | 0.32378 | 17.9944 | 0.8631 | 20 | 3.14% | 66% | 68% | 3.4 | 18.9 | 1 | 127961.3 | 6619 | 0.55 | 0.75 | blended | 3.52 | 0.00106 | blended | blended | blended | blended | blended | blended | blended | blended | blended | blended | blended | blended | blended | blended | blended | blended | blended | blended | blended | blended | 0 | 0 | 0 | 0 | 0 | 0 | 1080.9556 | 1075.1701 | 1070.7316 | 1066.2932 | 1061.8028 | 1055.2406 | 1050.8021 | 1046.3637 | 1041.9252 | 1035.2907 | 1030.4837 | 1030.4837 | 1030.4837 | 1030.4837 | 1030.1015 | 1029.9912 | 1029.9912 | 1029.9912 | 1029.9912 | 1029.8768 | 0 | 0 | 0 | 0 | 0 | 0 | 1103.3403 | 1095.9983 | 1090.0033 | 1084.0084 | 1077.9615 | 1069.8427 | 1063.8478 | 1057.8528 | 1051.8579 | 1043.6668 | 1037.3033 | 1037.3033 | 1037.3033 | 1037.3033 | 1036.9211 | 1036.8108 | 1036.8108 | 1036.8108 | 1036.8108 | 1036.6963 | 0 | 0 | 0 | 0 | 0 | 0
Table 15. Vermont Heating Fuel Mix and Average Heating Efficiency, C/I Buildings
[23 empty] | Heating Fuel | C/I Sector % | Average Heating Efficiency (ηave,fuel)
[23 empty] | Oil | 15% | 0.81
[23 empty] | Propane (LP) | 29% | 0.88
[23 empty] | Natural Gas (NG) | 22% | 0.88
[23 empty] | Electricity | 33% | 3.66
[23 empty] | Wood | 1% | 0.75
[23 empty] | Existing Cooling? | %Cool
[23 empty] | Yes | 100%
[23 empty] | No | 0%
[23 empty] | Unknown | 68%
[23 empty] | Fossil Fuel System? | %Fossil
[23 empty] | Yes | 100%
[23 empty] | No | 0%
[23 empty] | Unknown | 66%
Table 16. C/I Insulation: Assembly R-Factors for Attic Roofs with Wood Joists
[23 empty] | Rated R-Value of Insulation Alone | Overall R-Factor For Entire Assembly (Rpre, Rpost)
Wood-Framed Attic, Standard Framing
[23 empty] | None | R-1.6
[23 empty] | R-11 | R-11.0
[23 empty] | R-13 | R-12.3
[23 empty] | R-19 | R-18.9
[23 empty] | R-30 | R-29.4
[23 empty] | R-38 | R-37.0
[23 empty] | R-49 | R-47.6
[23 empty] | R-60 | R-58.8
Table 17. C/I Insulation: Assembly R-Factors for Wood-Frame Walls
[23 empty] | Framing Type and Spacing Width (Actual Depth) | Cavity Insulation R-Value: Rated | Overall R-Factor For Entire Base Assembly | Overall R-Factor for Assembly of Base Wall Plus Continuous Insulation (Uninterrupted by Framing) (Rpre, Rpost)
Rated R-Value of Continuous Insulation
[26 empty] | R-1 | R-2 | R-3 | R-4 | R-15
Wood Studs at 16 in. on Center
[23 empty] | 3.5 in. depth | None | R-3.4 | R-4.5 | R-5.5 | R-6.6 | R-7.6 | R-18.9
[24 empty] | R-11 | R-10.4 | R-11.5 | R-12.7 | R-13.7 | R-14.7 | R-26.3
[24 empty] | R-13 | R-11.2 | R-12.5 | R-13.5 | R-14.7 | R-15.9 | R-27.0
[24 empty] | R-15 | R-12.0 | R-13.3 | R-14.5 | R-15.6 | R-16.7 | R-28.6

## CI_DOHW_HPWH
Characterization: | CI_DOHW_HPWH
C/I Heat Pump Water Heater
Assumptions:
▪ Average baseline water heater efficiencies per Table 21
▪ Average space heating efficiencies per Table 21
▪ Tier 1 CHPWH, SysCOP = 1.25
▪ Small office building, 110 gallons of DHW consumed daily
helper row
[6 empty] | 2025 First Year Savings | [6 empty] | Affected Fuel Adders |  | Mixed Baseline Scenario Adders | [20 empty] | Affected Baseline Fuel Lifecycle Carbon Intensity - With Adder (gCO2e/MJ) | [25 empty] | Affected Space Heating Fuel Lifecycle Carbon Intensity - With Adder (gCO2e/MJ) | [25 empty] | Lifetime CO2e Reductions, Thermal [g] | [25 empty] | Lifetime CO2e Reductions, Total [g]
Decision/Action Type | Baseline Water Heating Fuel | Space Heating Fuel | Lifetime CO2e Reductions, Thermal [g] | Lifetime CO2e Reductions, Total [g] | Lifetime Credits | ΔCO2e | ΔCO2ethermal | ΔCO2edirect | CO2ebase | CO2eHPWH | ΔCO2eheat | ΔCO2ecool | TDL | CI' | TDLelec | TDLng | CI' prop | CI' oil | CI' wood | ΔEhl [MJ] | ΔEcl [MJ] | Measure Life | Baseline Dryer Fuel Type | SysCOP | Qload [MJ] | IFheat | IFcool | ηcool | % Cool | Tset | Tinletet | GPD/Unit | Days | Specifc Heat of Water | MJ/BTU | 2025 | 2026 | 2027 | 2028 | 2029 | 2030 | 2031 | 2032 | 2033 | 2034 | 2035 | 2036 | 2037 | 2038 | 2039 | 2040 | 2041 | 2042 | 2043 | 2044 | 2045 | 2046 | 2047 | 2048 | 2049 | 2050 | 2025 | 2026 | 2027 | 2028 | 2029 | 2030 | 2031 | 2032 | 2033 | 2034 | 2035 | 2036 | 2037 | 2038 | 2039 | 2040 | 2041 | 2042 | 2043 | 2044 | 2045 | 2046 | 2047 | 2048 | 2049 | 2050 | 2025 | 2026 | 2027 | 2028 | 2029 | 2030 | 2031 | 2032 | 2033 | 2034 | 2035 | 2036 | 2037 | 2038 | 2039 | 2040 | 2041 | 2042 | 2043 | 2044 | 2045 | 2046 | 2047 | 2048 | 2049 | 2050 | 2025 | 2026 | 2027 | 2028 | 2029 | 2030 | 2031 | 2032 | 2033 | 2034 | 2035 | 2036 | 2037 | 2038 | 2039 | 2040 | 2041 | 2042 | 2043 | 2044 | 2045 | 2046 | 2047 | 2048 | 2049 | 2050
CHPWH Tier 1 | Oil | Oil | 16512895.8721 | 16906070.1814 | 16.5129 | 1065772.0823 | 1013210.4343 | 2413793.9784 | 3397926.9622 | 984132.9838 | -1400583.5441 | 52561.648 | 0% | 0.2149 | 4% | 1.4% | 0.32764 | 0.2149 | 1.3777 | -13557.9577 | 4702.7602 | 12 | Delivered | 1.25 | 31268.3527 | 0.542 | 0.188 | 3.52 | 68% | 140 | 51.8 | 110 | 365 | 8.33 | 0.00106 | 83.6758 | 83.6758 | 83.6758 | 83.6758 | 83.6758 | 83.1407 | 83.1407 | 83.1407 | 83.1407 | 83.1407 | 83.0516 | 83.0516 | 0 | 0 | 0 | 0 | 0 | 0 | 0 | 0 | 0 | 0 | 0 | 0 | 0 | 0 | 83.6758 | 83.6758 | 83.6758 | 83.6758 | 83.6758 | 83.1407 | 83.1407 | 83.1407 | 83.1407 | 83.1407 | 83.0516 | 83.0516 | 0 | 0 | 0 | 0 | 0 | 0 | 0 | 0 | 0 | 0 | 0 | 0 | 0 | 0 | 1013210.4343 | 1081641.7308 | 1150073.0272 | 1218504.3237 | 1286935.6201 | 1342594.0814 | 1411025.3779 | 1479456.6743 | 1547887.9708 | 1616319.2672 | 1682623.6823 | 1682623.6823 | 0 | 0 | 0 | 0 | 0 | 0 | 0 | 0 | 0 | 0 | 0 | 0 | 0 | 0 | 1065772.0823 | 1130548.5254 | 1195324.9685 | 1260101.4117 | 1324877.8548 | 1376881.4627 | 1441657.9059 | 1506434.349 | 1571210.7921 | 1635987.2352 | 1698636.7969 | 1698636.7969 | 0 | 0 | 0 | 0 | 0 | 0 | 0 | 0 | 0 | 0 | 0 | 0 | 0 | 0
| Oil | Propane | 19603680.0522 | 19996854.3615 | 19.6037 | 1271524.5765 | 1271524.5765 | 2413793.9784 | 3397926.9622 | 984132.9838 | -1142269.4019 | 52561.648 | 0% | 0.2149 | 4% | 1.4% | 0.32764 | 0.2149 | 1.3777 | -13557.9577 | 4702.7602 | 12 | Delivered | 1.25 | 31268.3527 | 0.542 | 0.188 | 3.52 | 68% | 140 | 51.8 | 110 | 365 | 8.33 | 0.00106 | 83.6758 | 83.6758 | 83.6758 | 83.6758 | 83.6758 | 83.1407 | 83.1407 | 83.1407 | 83.1407 | 83.1407 | 83.0516 | 83.0516 | 0 | 0 | 0 | 0 | 0 | 0 | 0 | 0 | 0 | 0 | 0 | 0 | 0 | 0 | 74.1407 | 73.9136 | 73.9136 | 73.9136 | 73.9048 | 73.9048 | 73.9048 | 73.9048 | 73.9048 | 73.5345 | 73.5345 | 73.5345 | 0 | 0 | 0 | 0 | 0 | 0 | 0 | 0 | 0 | 0 | 0 | 0 | 0 | 0 | 1271524.5765 | 1343455.65 | 1411886.9464 | 1480318.2429 | 1548884.4266 | 1595586.2796 | 1664017.576 | 1732448.8725 | 1800880.1689 | 1875017.1066 | 1939830.1031 | 1939830.1031 | 0 | 0 | 0 | 0 | 0 | 0 | 0 | 0 | 0 | 0 | 0 | 0 | 0 | 0 | 1324086.2245 | 1392362.4446 | 1457138.8878 | 1521915.3309 | 1586826.6613 | 1629873.6609 | 1694650.104 | 1759426.5471 | 1824202.9903 | 1894685.0746 | 1955843.2177 | 1955843.2177 | 0 | 0 | 0 | 0 | 0 | 0 | 0 | 0 | 0 | 0 | 0 | 0 | 0 | 0
| Oil | Natural Gas | 21314407.0171 | 21707581.3264 | 21.3144 | 1418175.9511 | 1418175.9511 | 2413793.9784 | 3397926.9622 | 984132.9838 | -995618.0273 | 52561.648 | 0% | 0.2149 | 4% | 1.4% | 0.32764 | 0.2149 | 1.3777 | -13557.9577 | 4702.7602 | 12 | Delivered | 1.25 | 31268.3527 | 0.542 | 0.188 | 3.52 | 68% | 140 | 51.8 | 110 | 365 | 8.33 | 0.00106 | 83.6758 | 83.6758 | 83.6758 | 83.6758 | 83.6758 | 83.1407 | 83.1407 | 83.1407 | 83.1407 | 83.1407 | 83.0516 | 83.0516 | 0 | 0 | 0 | 0 | 0 | 0 | 0 | 0 | 0 | 0 | 0 | 0 | 0 | 0 | 63.7174 | 63.7174 | 63.7174 | 63.7174 | 63.7174 | 63.6511 | 63.6511 | 63.6511 | 63.6511 | 63.6511 | 63.6399 | 63.6399 | 0 | 0 | 0 | 0 | 0 | 0 | 0 | 0 | 0 | 0 | 0 | 0 | 0 | 0 | 1418175.9511 | 1486607.2475 | 1555038.544 | 1623469.8404 | 1691901.1369 | 1739639.1932 | 1808070.4896 | 1876501.7861 | 1944933.0825 | 2013364.379 | 2078352.6834 | 2078352.6834 | 0 | 0 | 0 | 0 | 0 | 0 | 0 | 0 | 0 | 0 | 0 | 0 | 0 | 0 | 1470737.5991 | 1535514.0422 | 1600290.4853 | 1665066.9284 | 1729843.3715 | 1773926.5745 | 1838703.0176 | 1903479.4608 | 1968255.9039 | 2033032.347 | 2094365.7981 | 2094365.7981 | 0 | 0 | 0 | 0 | 0 | 0 | 0 | 0 | 0 | 0 | 0 | 0 | 0 | 0
| Oil | Electricity | 32164064.5647 | 32557238.874 | 32.1641 | 2268056.2524 | 2268056.2524 | 2413793.9784 | 3397926.9622 | 984132.9838 | -145737.726 | 52561.648 | 0% | 0.2149 | 4% | 1.4% | 0.32764 | 0.2149 | 1.3777 | -13557.9577 | 4702.7602 | 12 | Delivered | 1.25 | 31268.3527 | 0.542 | 0.188 | 3.52 | 68% | 140 | 51.8 | 110 | 365 | 8.33 | 0.00106 | 83.6758 | 83.6758 | 83.6758 | 83.6758 | 83.6758 | 83.1407 | 83.1407 | 83.1407 | 83.1407 | 83.1407 | 83.0516 | 83.0516 | 0 | 0 | 0 | 0 | 0 | 0 | 0 | 0 | 0 | 0 | 0 | 0 | 0 | 0 | 37.7685 | 35.1423 | 32.5161 | 29.8899 | 27.2636 | 24.6374 | 22.0112 | 19.385 | 16.7588 | 14.1326 | 11.5063 | 11.5063 | 0 | 0 | 0 | 0 | 0 | 0 | 0 | 0 | 0 | 0 | 0 | 0 | 0 | 0 | 2268056.2524 | 2346621.3638 | 2425186.4752 | 2503751.5866 | 2582316.6979 | 2639152.3658 | 2717717.4772 | 2796282.5886 | 2874847.7 | 2953412.8114 | 3028359.6228 | 3028359.6228 | 0 | 0 | 0 | 0 | 0 | 0 | 0 | 0 | 0 | 0 | 0 | 0 | 0 | 0 | 2320617.9004 | 2395528.1585 | 2470438.4165 | 2545348.6746 | 2620258.9326 | 2673439.7472 | 2748350.0052 | 2823260.2633 | 2898170.5213 | 2973080.7794 | 3044372.7375 | 3044372.7375 | 0 | 0 | 0 | 0 | 0 | 0 | 0 | 0 | 0 | 0 | 0 | 0 | 0 | 0
| Oil | Wood, commercial | 27670864.8086 | 28064039.1179 | 27.6709 | 1947064.6704 | 1947064.6704 | 2413793.9784 | 3397926.9622 | 984132.9838 | -466729.308 | 52561.648 | 0% | 0.2149 | 4% | 1.4% | 0.32764 | 0.2149 | 1.3777 | -13557.9577 | 4702.7602 | 12 | Delivered | 1.25 | 31268.3527 | 0.542 | 0.188 | 3.52 | 68% | 140 | 51.8 | 110 | 365 | 8.33 | 0.00106 | 83.6758 | 83.6758 | 83.6758 | 83.6758 | 83.6758 | 83.1407 | 83.1407 | 83.1407 | 83.1407 | 83.1407 | 83.0516 | 83.0516 | 0 | 0 | 0 | 0 | 0 | 0 | 0 | 0 | 0 | 0 | 0 | 0 | 0 | 0 | 33.0471 | 33.0471 | 33.0471 | 33.0471 | 33.0471 | 32.8882 | 32.8882 | 32.8882 | 32.8882 | 32.8882 | 32.8027 | 32.8027 | 0 | 0 | 0 | 0 | 0 | 0 | 0 | 0 | 0 | 0 | 0 | 0 | 0 | 0 | 1947064.6704 | 2015495.9668 | 2083927.2633 | 2152358.5597 | 2220789.8562 | 2269645.9147 | 2338077.2112 | 2406508.5076 | 2474939.8041 | 2543371.1005 | 2609342.9771 | 2609342.9771 | 0 | 0 | 0 | 0 | 0 | 0 | 0 | 0 | 0 | 0 | 0 | 0 | 0 | 0 | 1999626.3184 | 2064402.7615 | 2129179.2046 | 2193955.6477 | 2258732.0908 | 2303933.296 | 2368709.7392 | 2433486.1823 | 2498262.6254 | 2563039.0685 | 2625356.0918 | 2625356.0918 | 0 | 0 | 0 | 0 | 0 | 0 | 0 | 0 | 0 | 0 | 0 | 0 | 0 | 0
| Oil | Unknown | 23726398.4694 | 24119572.7788 | 23.7264 | 1599344.8936 | 1599344.8936 | 2413793.9784 | 3397926.9622 | 984132.9838 | -814449.0848 | 52561.648 | 0% | 0.2149 | 4% | 1.4% | 0.32764 | 0.2149 | 1.3777 | -13557.9577 | 4702.7602 | 12 | Delivered | 1.25 | 31268.3527 | 0.542 | 0.188 | 3.52 | 68% | 140 | 51.8 | 110 | 365 | 8.33 | 0.00106 | 83.6758 | 83.6758 | 83.6758 | 83.6758 | 83.6758 | 83.1407 | 83.1407 | 83.1407 | 83.1407 | 83.1407 | 83.0516 | 83.0516 | 0 | 0 | 0 | 0 | 0 | 0 | 0 | 0 | 0 | 0 | 0 | 0 | 0 | 0 | blended | blended | blended | blended | blended | blended | blended | blended | blended | blended | blended | blended | 0 | 0 | 0 | 0 | 0 | 0 | 0 | 0 | 0 | 0 | 0 | 0 | 0 | 0 | 1599344.8936 | 1672135.2843 | 1743910.7397 | 1815686.1951 | 1887500.7678 | 1939146.9584 | 2010922.4138 | 2082697.8692 | 2154473.3245 | 2227903.4159 | 2296338.3036 | 2296338.3036 | 0 | 0 | 0 | 0 | 0 | 0 | 0 | 0 | 0 | 0 | 0 | 0 | 0 | 0 | 1651906.5416 | 1721042.079 | 1789162.681 | 1857283.2831 | 1925443.0024 | 1973434.3397 | 2041554.9418 | 2109675.5438 | 2177796.1459 | 2247571.3839 | 2312351.4182 | 2312351.4182 | 0 | 0 | 0 | 0 | 0 | 0 | 0 | 0 | 0 | 0 | 0 | 0 | 0 | 0
CHPWH Tier 1 | Propane | Oil | 11876396.1414 | 12269570.4507 | 11.8764 | 626009.36 | 626009.36 | 2026592.9041 | 3010725.8879 | 984132.9838 | -1400583.5441 | 52561.648 | 0% | 0.32764 | 4% | 1.4% | 0.32764 | 0.2149 | 1.3777 | -13557.9577 | 4702.7602 | 12 | Delivered | 1.25 | 31268.3527 | 0.542 | 0.188 | 3.52 | 68% | 140 | 51.8 | 110 | 365 | 8.33 | 0.00106 | 74.1407 | 73.9136 | 73.9136 | 73.9136 | 73.9048 | 73.9048 | 73.9048 | 73.9048 | 73.9048 | 73.5345 | 73.5345 | 73.5345 | 0 | 0 | 0 | 0 | 0 | 0 | 0 | 0 | 0 | 0 | 0 | 0 | 0 | 0 | 83.6758 | 83.6758 | 83.6758 | 83.6758 | 83.6758 | 83.1407 | 83.1407 | 83.1407 | 83.1407 | 83.1407 | 83.0516 | 83.0516 | 0 | 0 | 0 | 0 | 0 | 0 | 0 | 0 | 0 | 0 | 0 | 0 | 0 | 0 | 626009.36 | 685216.152 | 753647.4485 | 822078.7449 | 890154.5135 | 967542.4182 | 1035973.7147 | 1104405.0111 | 1172836.3076 | 1226229.0136 | 1296151.7286 | 1296151.7286 | 0 | 0 | 0 | 0 | 0 | 0 | 0 | 0 | 0 | 0 | 0 | 0 | 0 | 0 | 678571.008 | 734122.9467 | 798899.3898 | 863675.8329 | 928096.7481 | 1001829.7996 | 1066606.2427 | 1131382.6858 | 1196159.1289 | 1245896.9816 | 1312164.8433 | 1312164.8433 | 0 | 0 | 0 | 0 | 0 | 0 | 0 | 0 | 0 | 0 | 0 | 0 | 0 | 0
| Propane | Propane | 14967180.3214 | 15360354.6308 | 14.9672 | 884323.5023 | 884323.5023 | 2026592.9041 | 3010725.8879 | 984132.9838 | -1142269.4019 | 52561.648 | 0% | 0.32764 | 4% | 1.4% | 0.32764 | 0.2149 | 1.3777 | -13557.9577 | 4702.7602 | 12 | Delivered | 1.25 | 31268.3527 | 0.542 | 0.188 | 3.52 | 68% | 140 | 51.8 | 110 | 365 | 8.33 | 0.00106 | 74.1407 | 73.9136 | 73.9136 | 73.9136 | 73.9048 | 73.9048 | 73.9048 | 73.9048 | 73.9048 | 73.5345 | 73.5345 | 73.5345 | 0 | 0 | 0 | 0 | 0 | 0 | 0 | 0 | 0 | 0 | 0 | 0 | 0 | 0 | 74.1407 | 73.9136 | 73.9136 | 73.9136 | 73.9048 | 73.9048 | 73.9048 | 73.9048 | 73.9048 | 73.5345 | 73.5345 | 73.5345 | 0 | 0 | 0 | 0 | 0 | 0 | 0 | 0 | 0 | 0 | 0 | 0 | 0 | 0 | 884323.5023 | 947030.0712 | 1015461.3677 | 1083892.6641 | 1152103.32 | 1220534.6164 | 1288965.9129 | 1357397.2093 | 1425828.5058 | 1484926.853 | 1553358.1494 | 1553358.1494 | 0 | 0 | 0 | 0 | 0 | 0 | 0 | 0 | 0 | 0 | 0 | 0 | 0 | 0 | 936885.1503 | 995936.8659 | 1060713.309 | 1125489.7521 | 1190045.5546 | 1254821.9977 | 1319598.4409 | 1384374.884 | 1449151.3271 | 1504594.821 | 1569371.2641 | 1569371.2641 | 0 | 0 | 0 | 0 | 0 | 0 | 0 | 0 | 0 | 0 | 0 | 0 | 0 | 0
| Propane | Natural Gas | 16677907.2863 | 17071081.5957 | 16.6779 | 1030974.8768 | 1030974.8768 | 2026592.9041 | 3010725.8879 | 984132.9838 | -995618.0273 | 52561.648 | 0% | 0.32764 | 4% | 1.4% | 0.32764 | 0.2149 | 1.3777 | -13557.9577 | 4702.7602 | 12 | Delivered | 1.25 | 31268.3527 | 0.542 | 0.188 | 3.52 | 68% | 140 | 51.8 | 110 | 365 | 8.33 | 0.00106 | 74.1407 | 73.9136 | 73.9136 | 73.9136 | 73.9048 | 73.9048 | 73.9048 | 73.9048 | 73.9048 | 73.5345 | 73.5345 | 73.5345 | 0 | 0 | 0 | 0 | 0 | 0 | 0 | 0 | 0 | 0 | 0 | 0 | 0 | 0 | 63.7174 | 63.7174 | 63.7174 | 63.7174 | 63.7174 | 63.6511 | 63.6511 | 63.6511 | 63.6511 | 63.6511 | 63.6399 | 63.6399 | 0 | 0 | 0 | 0 | 0 | 0 | 0 | 0 | 0 | 0 | 0 | 0 | 0 | 0 | 1030974.8768 | 1090181.6688 | 1158612.9652 | 1227044.2617 | 1295120.0302 | 1364587.53 | 1433018.8265 | 1501450.1229 | 1569881.4194 | 1623274.1254 | 1691880.7297 | 1691880.7297 | 0 | 0 | 0 | 0 | 0 | 0 | 0 | 0 | 0 | 0 | 0 | 0 | 0 | 0 | 1083536.5248 | 1139088.4634 | 1203864.9065 | 1268641.3497 | 1333062.2649 | 1398874.9114 | 1463651.3545 | 1528427.7976 | 1593204.2407 | 1642942.0934 | 1707893.8444 | 1707893.8444 | 0 | 0 | 0 | 0 | 0 | 0 | 0 | 0 | 0 | 0 | 0 | 0 | 0 | 0
| Propane | Electricity | 27527564.8339 | 27920739.1433 | 27.5276 | 1880855.1781 | 1880855.1781 | 2026592.9041 | 3010725.8879 | 984132.9838 | -145737.726 | 52561.648 | 0% | 0.32764 | 4% | 1.4% | 0.32764 | 0.2149 | 1.3777 | -13557.9577 | 4702.7602 | 12 | Delivered | 1.25 | 31268.3527 | 0.542 | 0.188 | 3.52 | 68% | 140 | 51.8 | 110 | 365 | 8.33 | 0.00106 | 74.1407 | 73.9136 | 73.9136 | 73.9136 | 73.9048 | 73.9048 | 73.9048 | 73.9048 | 73.9048 | 73.5345 | 73.5345 | 73.5345 | 0 | 0 | 0 | 0 | 0 | 0 | 0 | 0 | 0 | 0 | 0 | 0 | 0 | 0 | 37.7685 | 35.1423 | 32.5161 | 29.8899 | 27.2636 | 24.6374 | 22.0112 | 19.385 | 16.7588 | 14.1326 | 11.5063 | 11.5063 | 0 | 0 | 0 | 0 | 0 | 0 | 0 | 0 | 0 | 0 | 0 | 0 | 0 | 0 | 1880855.1781 | 1950195.785 | 2028760.8964 | 2107326.0078 | 2185535.5913 | 2264100.7027 | 2342665.8141 | 2421230.9255 | 2499796.0368 | 2563322.5578 | 2641887.6692 | 2641887.6692 | 0 | 0 | 0 | 0 | 0 | 0 | 0 | 0 | 0 | 0 | 0 | 0 | 0 | 0 | 1933416.8261 | 1999102.5797 | 2074012.8378 | 2148923.0958 | 2223477.826 | 2298388.084 | 2373298.3421 | 2448208.6001 | 2523118.8582 | 2582990.5258 | 2657900.7839 | 2657900.7839 | 0 | 0 | 0 | 0 | 0 | 0 | 0 | 0 | 0 | 0 | 0 | 0 | 0 | 0
| Propane | Wood, commercial | 23034365.0778 | 23427539.3872 | 23.0344 | 1559863.5961 | 1559863.5961 | 2026592.9041 | 3010725.8879 | 984132.9838 | -466729.308 | 52561.648 | 0% | 0.32764 | 4% | 1.4% | 0.32764 | 0.2149 | 1.3777 | -13557.9577 | 4702.7602 | 12 | Delivered | 1.25 | 31268.3527 | 0.542 | 0.188 | 3.52 | 68% | 140 | 51.8 | 110 | 365 | 8.33 | 0.00106 | 74.1407 | 73.9136 | 73.9136 | 73.9136 | 73.9048 | 73.9048 | 73.9048 | 73.9048 | 73.9048 | 73.5345 | 73.5345 | 73.5345 | 0 | 0 | 0 | 0 | 0 | 0 | 0 | 0 | 0 | 0 | 0 | 0 | 0 | 0 | 33.0471 | 33.0471 | 33.0471 | 33.0471 | 33.0471 | 32.8882 | 32.8882 | 32.8882 | 32.8882 | 32.8882 | 32.8027 | 32.8027 | 0 | 0 | 0 | 0 | 0 | 0 | 0 | 0 | 0 | 0 | 0 | 0 | 0 | 0 | 1559863.5961 | 1619070.3881 | 1687501.6845 | 1755932.981 | 1824008.7495 | 1894594.2515 | 1963025.548 | 2031456.8444 | 2099888.1409 | 2153280.8469 | 2222871.0234 | 2222871.0234 | 0 | 0 | 0 | 0 | 0 | 0 | 0 | 0 | 0 | 0 | 0 | 0 | 0 | 0 | 1612425.2441 | 1667977.1827 | 1732753.6259 | 1797530.069 | 1861950.9842 | 1928881.6329 | 1993658.076 | 2058434.5191 | 2123210.9622 | 2172948.8149 | 2238884.1381 | 2238884.1381 | 0 | 0 | 0 | 0 | 0 | 0 | 0 | 0 | 0 | 0 | 0 | 0 | 0 | 0
| Propane | Unknown | 19089898.7387 | 19483073.048 | 19.0899 | 1212143.8194 | 1212143.8194 | 2026592.9041 | 3010725.8879 | 984132.9838 | -814449.0848 | 52561.648 | 0% | 0.32764 | 4% | 1.4% | 0.32764 | 0.2149 | 1.3777 | -13557.9577 | 4702.7602 | 12 | Delivered | 1.25 | 31268.3527 | 0.542 | 0.188 | 3.52 | 68% | 140 | 51.8 | 110 | 365 | 8.33 | 0.00106 | 74.1407 | 73.9136 | 73.9136 | 73.9136 | 73.9048 | 73.9048 | 73.9048 | 73.9048 | 73.9048 | 73.5345 | 73.5345 | 73.5345 | 0 | 0 | 0 | 0 | 0 | 0 | 0 | 0 | 0 | 0 | 0 | 0 | 0 | 0 | blended | blended | blended | blended | blended | blended | blended | blended | blended | blended | blended | blended | 0 | 0 | 0 | 0 | 0 | 0 | 0 | 0 | 0 | 0 | 0 | 0 | 0 | 0 | 1212143.8194 | 1275709.7056 | 1347485.161 | 1419260.6163 | 1490719.6611 | 1564095.2952 | 1635870.7506 | 1707646.206 | 1779421.6614 | 1837813.1623 | 1909866.3499 | 1909866.3499 | 0 | 0 | 0 | 0 | 0 | 0 | 0 | 0 | 0 | 0 | 0 | 0 | 0 | 0 | 1264705.4674 | 1324616.5003 | 1392737.1023 | 1460857.7043 | 1528661.8958 | 1598382.6766 | 1666503.2786 | 1734623.8807 | 1802744.4827 | 1857481.1303 | 1925879.4646 | 1925879.4646 | 0 | 0 | 0 | 0 | 0 | 0 | 0 | 0 | 0 | 0 | 0 | 0 | 0 | 0
CHPWH Tier 1 | Natural Gas | Oil | 7367363.5507 | 7760537.86 | 7.3674 | 239474.3718 | 239474.3718 | 1640057.9159 | 2624190.8997 | 984132.9838 | -1400583.5441 | 52561.648 | 1.4% | 0 | 4% | 1.4% | 0.32764 | 0.2149 | 1.3777 | -13557.9577 | 4702.7602 | 12 | Natural Gas | 1.25 | 31268.3527 | 0.542 | 0.188 | 3.52 | 68% | 140 | 51.8 | 110 | 365 | 8.33 | 0.00106 | 63.7174 | 63.7174 | 63.7174 | 63.7174 | 63.7174 | 63.6511 | 63.6511 | 63.6511 | 63.6511 | 63.6511 | 63.6399 | 63.6399 | 0 | 0 | 0 | 0 | 0 | 0 | 0 | 0 | 0 | 0 | 0 | 0 | 0 | 0 | 83.6758 | 83.6758 | 83.6758 | 83.6758 | 83.6758 | 83.1407 | 83.1407 | 83.1407 | 83.1407 | 83.1407 | 83.0516 | 83.0516 | 0 | 0 | 0 | 0 | 0 | 0 | 0 | 0 | 0 | 0 | 0 | 0 | 0 | 0 | 239474.3718 | 307905.6683 | 376336.9647 | 444768.2612 | 513199.5576 | 587856.299 | 656287.5955 | 724718.8919 | 793150.1884 | 861581.4848 | 931042.1337 | 931042.1337 | 0 | 0 | 0 | 0 | 0 | 0 | 0 | 0 | 0 | 0 | 0 | 0 | 0 | 0 | 292036.0198 | 356812.4629 | 421588.906 | 486365.3492 | 551141.7923 | 622143.6804 | 686920.1235 | 751696.5666 | 816473.0097 | 881249.4528 | 947055.2484 | 947055.2484 | 0 | 0 | 0 | 0 | 0 | 0 | 0 | 0 | 0 | 0 | 0 | 0 | 0 | 0
| Natural Gas | Propane | 10458147.7308 | 10851322.0401 | 10.4581 | 497788.514 | 497788.514 | 1640057.9159 | 2624190.8997 | 984132.9838 | -1142269.4019 | 52561.648 | 1.4% | 0 | 4% | 1.4% | 0.32764 | 0.2149 | 1.3777 | -13557.9577 | 4702.7602 | 12 | Natural Gas | 1.25 | 31268.3527 | 0.542 | 0.188 | 3.52 | 68% | 140 | 51.8 | 110 | 365 | 8.33 | 0.00106 | 63.7174 | 63.7174 | 63.7174 | 63.7174 | 63.7174 | 63.6511 | 63.6511 | 63.6511 | 63.6511 | 63.6511 | 63.6399 | 63.6399 | 0 | 0 | 0 | 0 | 0 | 0 | 0 | 0 | 0 | 0 | 0 | 0 | 0 | 0 | 74.1407 | 73.9136 | 73.9136 | 73.9136 | 73.9048 | 73.9048 | 73.9048 | 73.9048 | 73.9048 | 73.5345 | 73.5345 | 73.5345 | 0 | 0 | 0 | 0 | 0 | 0 | 0 | 0 | 0 | 0 | 0 | 0 | 0 | 0 | 497788.514 | 569719.5875 | 638150.8839 | 706582.1804 | 775148.3641 | 840848.4972 | 909279.7937 | 977711.0901 | 1046142.3866 | 1120279.3242 | 1188248.5545 | 1188248.5545 | 0 | 0 | 0 | 0 | 0 | 0 | 0 | 0 | 0 | 0 | 0 | 0 | 0 | 0 | 550350.162 | 618626.3822 | 683402.8253 | 748179.2684 | 813090.5988 | 875135.8785 | 939912.3217 | 1004688.7648 | 1069465.2079 | 1139947.2922 | 1204261.6692 | 1204261.6692 | 0 | 0 | 0 | 0 | 0 | 0 | 0 | 0 | 0 | 0 | 0 | 0 | 0 | 0
| Natural Gas | Natural Gas | 12168874.6957 | 12562049.005 | 12.1689 | 644439.8886 | 644439.8886 | 1640057.9159 | 2624190.8997 | 984132.9838 | -995618.0273 | 52561.648 | 1.4% | 0 | 4% | 1.4% | 0.32764 | 0.2149 | 1.3777 | -13557.9577 | 4702.7602 | 12 | Natural Gas | 1.25 | 31268.3527 | 0.542 | 0.188 | 3.52 | 68% | 140 | 51.8 | 110 | 365 | 8.33 | 0.00106 | 63.7174 | 63.7174 | 63.7174 | 63.7174 | 63.7174 | 63.6511 | 63.6511 | 63.6511 | 63.6511 | 63.6511 | 63.6399 | 63.6399 | 0 | 0 | 0 | 0 | 0 | 0 | 0 | 0 | 0 | 0 | 0 | 0 | 0 | 0 | 63.7174 | 63.7174 | 63.7174 | 63.7174 | 63.7174 | 63.6511 | 63.6511 | 63.6511 | 63.6511 | 63.6511 | 63.6399 | 63.6399 | 0 | 0 | 0 | 0 | 0 | 0 | 0 | 0 | 0 | 0 | 0 | 0 | 0 | 0 | 644439.8886 | 712871.185 | 781302.4815 | 849733.7779 | 918165.0744 | 984901.4108 | 1053332.7073 | 1121764.0037 | 1190195.3002 | 1258626.5966 | 1326771.1348 | 1326771.1348 | 0 | 0 | 0 | 0 | 0 | 0 | 0 | 0 | 0 | 0 | 0 | 0 | 0 | 0 | 697001.5366 | 761777.9797 | 826554.4228 | 891330.8659 | 956107.309 | 1019188.7922 | 1083965.2353 | 1148741.6784 | 1213518.1215 | 1278294.5646 | 1342784.2495 | 1342784.2495 | 0 | 0 | 0 | 0 | 0 | 0 | 0 | 0 | 0 | 0 | 0 | 0 | 0 | 0
| Natural Gas | Electricity | 23018532.2433 | 23411706.5526 | 23.0185 | 1494320.1899 | 1494320.1899 | 1640057.9159 | 2624190.8997 | 984132.9838 | -145737.726 | 52561.648 | 1.4% | 0 | 4% | 1.4% | 0.32764 | 0.2149 | 1.3777 | -13557.9577 | 4702.7602 | 12 | Natural Gas | 1.25 | 31268.3527 | 0.542 | 0.188 | 3.52 | 68% | 140 | 51.8 | 110 | 365 | 8.33 | 0.00106 | 63.7174 | 63.7174 | 63.7174 | 63.7174 | 63.7174 | 63.6511 | 63.6511 | 63.6511 | 63.6511 | 63.6511 | 63.6399 | 63.6399 | 0 | 0 | 0 | 0 | 0 | 0 | 0 | 0 | 0 | 0 | 0 | 0 | 0 | 0 | 37.7685 | 35.1423 | 32.5161 | 29.8899 | 27.2636 | 24.6374 | 22.0112 | 19.385 | 16.7588 | 14.1326 | 11.5063 | 11.5063 | 0 | 0 | 0 | 0 | 0 | 0 | 0 | 0 | 0 | 0 | 0 | 0 | 0 | 0 | 1494320.1899 | 1572885.3013 | 1651450.4127 | 1730015.5241 | 1808580.6355 | 1884414.5835 | 1962979.6949 | 2041544.8063 | 2120109.9176 | 2198675.029 | 2276778.0743 | 2276778.0743 | 0 | 0 | 0 | 0 | 0 | 0 | 0 | 0 | 0 | 0 | 0 | 0 | 0 | 0 | 1546881.8379 | 1621792.096 | 1696702.354 | 1771612.6121 | 1846522.8701 | 1918701.9648 | 1993612.2229 | 2068522.4809 | 2143432.739 | 2218342.997 | 2292791.1889 | 2292791.1889 | 0 | 0 | 0 | 0 | 0 | 0 | 0 | 0 | 0 | 0 | 0 | 0 | 0 | 0
| Natural Gas | Wood, commercial | 18525332.4872 | 18918506.7965 | 18.5253 | 1173328.6079 | 1173328.6079 | 1640057.9159 | 2624190.8997 | 984132.9838 | -466729.308 | 52561.648 | 1.4% | 0 | 4% | 1.4% | 0.32764 | 0.2149 | 1.3777 | -13557.9577 | 4702.7602 | 12 | Natural Gas | 1.25 | 31268.3527 | 0.542 | 0.188 | 3.52 | 68% | 140 | 51.8 | 110 | 365 | 8.33 | 0.00106 | 63.7174 | 63.7174 | 63.7174 | 63.7174 | 63.7174 | 63.6511 | 63.6511 | 63.6511 | 63.6511 | 63.6511 | 63.6399 | 63.6399 | 0 | 0 | 0 | 0 | 0 | 0 | 0 | 0 | 0 | 0 | 0 | 0 | 0 | 0 | 33.0471 | 33.0471 | 33.0471 | 33.0471 | 33.0471 | 32.8882 | 32.8882 | 32.8882 | 32.8882 | 32.8882 | 32.8027 | 32.8027 | 0 | 0 | 0 | 0 | 0 | 0 | 0 | 0 | 0 | 0 | 0 | 0 | 0 | 0 | 1173328.6079 | 1241759.9043 | 1310191.2008 | 1378622.4972 | 1447053.7937 | 1514908.1323 | 1583339.4288 | 1651770.7252 | 1720202.0217 | 1788633.3181 | 1857761.4285 | 1857761.4285 | 0 | 0 | 0 | 0 | 0 | 0 | 0 | 0 | 0 | 0 | 0 | 0 | 0 | 0 | 1225890.2559 | 1290666.699 | 1355443.1421 | 1420219.5852 | 1484996.0283 | 1549195.5137 | 1613971.9568 | 1678748.3999 | 1743524.843 | 1808301.2861 | 1873774.5432 | 1873774.5432 | 0 | 0 | 0 | 0 | 0 | 0 | 0 | 0 | 0 | 0 | 0 | 0 | 0 | 0
| Natural Gas | Unknown | 14580866.1481 | 14974040.4574 | 14.5809 | 825608.8311 | 825608.8311 | 1640057.9159 | 2624190.8997 | 984132.9838 | -814449.0848 | 52561.648 | 1.4% | 0 | 4% | 1.4% | 0.32764 | 0.2149 | 1.3777 | -13557.9577 | 4702.7602 | 12 | Natural Gas | 1.25 | 31268.3527 | 0.542 | 0.188 | 3.52 | 68% | 140 | 51.8 | 110 | 365 | 8.33 | 0.00106 | 63.7174 | 63.7174 | 63.7174 | 63.7174 | 63.7174 | 63.6511 | 63.6511 | 63.6511 | 63.6511 | 63.6511 | 63.6399 | 63.6399 | 0 | 0 | 0 | 0 | 0 | 0 | 0 | 0 | 0 | 0 | 0 | 0 | 0 | 0 | blended | blended | blended | blended | blended | blended | blended | blended | blended | blended | blended | blended | 0 | 0 | 0 | 0 | 0 | 0 | 0 | 0 | 0 | 0 | 0 | 0 | 0 | 0 | 825608.8311 | 898399.2218 | 970174.6772 | 1041950.1326 | 1113764.7053 | 1184409.176 | 1256184.6314 | 1327960.0868 | 1399735.5422 | 1473165.6335 | 1544756.755 | 1544756.755 | 0 | 0 | 0 | 0 | 0 | 0 | 0 | 0 | 0 | 0 | 0 | 0 | 0 | 0 | 878170.4791 | 947306.0165 | 1015426.6186 | 1083547.2206 | 1151706.94 | 1218696.5574 | 1286817.1594 | 1354937.7615 | 1423058.3635 | 1492833.6015 | 1560769.8697 | 1560769.8697 | 0 | 0 | 0 | 0 | 0 | 0 | 0 | 0 | 0 | 0 | 0 | 0 | 0 | 0
CHPWH Tier 1 | Unknown, non-commercial | Oil | 710268.5889 | 1103442.8982 | 0.71027 | -104234.902 | -104234.902 | 1296348.6421 | 2280481.6259 | 984132.9838 | -1400583.5441 | 52561.648 | 0% | 0 | 4% | 1.4% | 0.32764 | 0.2149 | 1.3777 | -13557.9577 | 4702.7602 | 12 | Unknown | 1.25 | 31268.3527 | 0.542 | 0.188 | 3.52 | 68% | 140 | 51.8 | 110 | 365 | 8.33 | 0.00106 | blended | blended | blended | blended | blended | blended | blended | blended | blended | blended | blended | blended | blended | 0 | 0 | 0 | 0 | 0 | 0 | 0 | 0 | 0 | 0 | 0 | 0 | 0 | 83.6758 | 83.6758 | 83.6758 | 83.6758 | 83.6758 | 83.1407 | 83.1407 | 83.1407 | 83.1407 | 83.1407 | 83.0516 | 83.0516 | 0 | 0 | 0 | 0 | 0 | 0 | 0 | 0 | 0 | 0 | 0 | 0 | 0 | 0 | -104234.902 | -76975.0541 | -46763.3647 | -16551.6753 | 13546.2452 | 49914.6296 | 80126.319 | 110338.0084 | 140549.6978 | 165949.0382 | 197184.8233 | 197184.8233 | 0 | 0 | 0 | 0 | 0 | 0 | 0 | 0 | 0 | 0 | 0 | 0 | 0 | 0 | -51673.254 | -28068.2594 | -1511.4233 | 25045.4127 | 51488.4799 | 84202.011 | 110758.847 | 137315.6831 | 163872.5191 | 185617.0063 | 213197.938 | 213197.938 | 0 | 0 | 0 | 0 | 0 | 0 | 0 | 0 | 0 | 0 | 0 | 0 | 0 | 0
| Unknown, non-commercial | Propane | 3801052.7689 | 4194227.0783 | 3.8011 | 154079.2402 | 154079.2402 | 1296348.6421 | 2280481.6259 | 984132.9838 | -1142269.4019 | 52561.648 | 0% | 0 | 4% | 1.4% | 0.32764 | 0.2149 | 1.3777 | -13557.9577 | 4702.7602 | 12 | Unknown | 1.25 | 31268.3527 | 0.542 | 0.188 | 3.52 | 68% | 140 | 51.8 | 110 | 365 | 8.33 | 0.00106 | blended | blended | blended | blended | blended | blended | blended | blended | blended | blended | blended | blended | blended | 0 | 0 | 0 | 0 | 0 | 0 | 0 | 0 | 0 | 0 | 0 | 0 | 0 | 74.1407 | 73.9136 | 73.9136 | 73.9136 | 73.9048 | 73.9048 | 73.9048 | 73.9048 | 73.9048 | 73.5345 | 73.5345 | 73.5345 | 0 | 0 | 0 | 0 | 0 | 0 | 0 | 0 | 0 | 0 | 0 | 0 | 0 | 0 | 154079.2402 | 184838.8652 | 215050.5546 | 245262.2439 | 275495.0517 | 302906.8278 | 333118.5172 | 363330.2066 | 393541.896 | 424646.8776 | 454391.2441 | 454391.2441 | 0 | 0 | 0 | 0 | 0 | 0 | 0 | 0 | 0 | 0 | 0 | 0 | 0 | 0 | 206640.8882 | 233745.6598 | 260302.4959 | 286859.3319 | 313437.2864 | 337194.2091 | 363751.0452 | 390307.8812 | 416864.7173 | 444314.8456 | 470404.3588 | 470404.3588 | 0 | 0 | 0 | 0 | 0 | 0 | 0 | 0 | 0 | 0 | 0 | 0 | 0 | 0
| Unknown, non-commercial | Natural Gas | 5511779.7338 | 5904954.0432 | 5.5118 | 300730.6147 | 300730.6147 | 1296348.6421 | 2280481.6259 | 984132.9838 | -995618.0273 | 52561.648 | 0% | 0 | 4% | 1.4% | 0.32764 | 0.2149 | 1.3777 | -13557.9577 | 4702.7602 | 12 | Unknown | 1.25 | 31268.3527 | 0.542 | 0.188 | 3.52 | 68% | 140 | 51.8 | 110 | 365 | 8.33 | 0.00106 | blended | blended | blended | blended | blended | blended | blended | blended | blended | blended | blended | blended | blended | 0 | 0 | 0 | 0 | 0 | 0 | 0 | 0 | 0 | 0 | 0 | 0 | 0 | 63.7174 | 63.7174 | 63.7174 | 63.7174 | 63.7174 | 63.6511 | 63.6511 | 63.6511 | 63.6511 | 63.6511 | 63.6399 | 63.6399 | 0 | 0 | 0 | 0 | 0 | 0 | 0 | 0 | 0 | 0 | 0 | 0 | 0 | 0 | 300730.6147 | 327990.4627 | 358202.1521 | 388413.8415 | 418511.7619 | 446959.7414 | 477171.4308 | 507383.1202 | 537594.8096 | 562994.15 | 592913.8244 | 592913.8244 | 0 | 0 | 0 | 0 | 0 | 0 | 0 | 0 | 0 | 0 | 0 | 0 | 0 | 0 | 353292.2627 | 376897.2574 | 403454.0934 | 430010.9295 | 456453.9966 | 481247.1228 | 507803.9588 | 534360.7949 | 560917.6309 | 582662.118 | 608926.9391 | 608926.9391 | 0 | 0 | 0 | 0 | 0 | 0 | 0 | 0 | 0 | 0 | 0 | 0 | 0 | 0
| Unknown, non-commercial | Electricity | 16361437.2814 | 16754611.5908 | 16.3614 | 1150610.9161 | 1150610.9161 | 1296348.6421 | 2280481.6259 | 984132.9838 | -145737.726 | 52561.648 | 0% | 0 | 4% | 1.4% | 0.32764 | 0.2149 | 1.3777 | -13557.9577 | 4702.7602 | 12 | Unknown | 1.25 | 31268.3527 | 0.542 | 0.188 | 3.52 | 68% | 140 | 51.8 | 110 | 365 | 8.33 | 0.00106 | blended | blended | blended | blended | blended | blended | blended | blended | blended | blended | blended | blended | blended | 0 | 0 | 0 | 0 | 0 | 0 | 0 | 0 | 0 | 0 | 0 | 0 | 0 | 37.7685 | 35.1423 | 32.5161 | 29.8899 | 27.2636 | 24.6374 | 22.0112 | 19.385 | 16.7588 | 14.1326 | 11.5063 | 11.5063 | 0 | 0 | 0 | 0 | 0 | 0 | 0 | 0 | 0 | 0 | 0 | 0 | 0 | 0 | 1150610.9161 | 1188004.579 | 1228350.0833 | 1268695.5876 | 1308927.323 | 1346472.9141 | 1386818.4184 | 1427163.9227 | 1467509.4271 | 1503042.5824 | 1542920.7639 | 1542920.7639 | 0 | 0 | 0 | 0 | 0 | 0 | 0 | 0 | 0 | 0 | 0 | 0 | 0 | 0 | 1203172.5641 | 1236911.3736 | 1273602.0246 | 1310292.6756 | 1346869.5577 | 1380760.2954 | 1417450.9464 | 1454141.5974 | 1490832.2484 | 1522710.5504 | 1558933.8785 | 1558933.8785 | 0 | 0 | 0 | 0 | 0 | 0 | 0 | 0 | 0 | 0 | 0 | 0 | 0 | 0
| Unknown, non-commercial | Wood, commercial | 11868237.5253 | 12261411.8347 | 11.8682 | 829619.3341 | 829619.3341 | 1296348.6421 | 2280481.6259 | 984132.9838 | -466729.308 | 52561.648 | 0% | 0 | 4% | 1.4% | 0.32764 | 0.2149 | 1.3777 | -13557.9577 | 4702.7602 | 12 | Unknown | 1.25 | 31268.3527 | 0.542 | 0.188 | 3.52 | 68% | 140 | 51.8 | 110 | 365 | 8.33 | 0.00106 | blended | blended | blended | blended | blended | blended | blended | blended | blended | blended | blended | blended | blended | 0 | 0 | 0 | 0 | 0 | 0 | 0 | 0 | 0 | 0 | 0 | 0 | 0 | 33.0471 | 33.0471 | 33.0471 | 33.0471 | 33.0471 | 32.8882 | 32.8882 | 32.8882 | 32.8882 | 32.8882 | 32.8027 | 32.8027 | 0 | 0 | 0 | 0 | 0 | 0 | 0 | 0 | 0 | 0 | 0 | 0 | 0 | 0 | 829619.3341 | 856879.182 | 887090.8714 | 917302.5608 | 947400.4813 | 976966.4629 | 1007178.1523 | 1037389.8417 | 1067601.5311 | 1093000.8716 | 1123904.1181 | 1123904.1181 | 0 | 0 | 0 | 0 | 0 | 0 | 0 | 0 | 0 | 0 | 0 | 0 | 0 | 0 | 882180.9821 | 905785.9767 | 932342.8127 | 958899.6488 | 985342.7159 | 1011253.8443 | 1037810.6803 | 1064367.5164 | 1090924.3524 | 1112668.8396 | 1139917.2328 | 1139917.2328 | 0 | 0 | 0 | 0 | 0 | 0 | 0 | 0 | 0 | 0 | 0 | 0 | 0 | 0
| Unknown, non-commercial | Unknown | 7923771.1862 | 8316945.4955 | 7.9238 | 481899.5573 | 481899.5573 | 1296348.6421 | 2280481.6259 | 984132.9838 | -814449.0848 | 52561.648 | 0% | 0 | 4% | 1.4% | 0.32764 | 0.2149 | 1.3777 | -13557.9577 | 4702.7602 | 12 | Unknown | 1.25 | 31268.3527 | 0.542 | 0.188 | 3.52 | 68% | 140 | 51.8 | 110 | 365 | 8.33 | 0.00106 | blended | blended | blended | blended | blended | blended | blended | blended | blended | blended | blended | blended | blended | 0 | 0 | 0 | 0 | 0 | 0 | 0 | 0 | 0 | 0 | 0 | 0 | 0 | blended | blended | blended | blended | blended | blended | blended | blended | blended | blended | blended | blended | 0 | 0 | 0 | 0 | 0 | 0 | 0 | 0 | 0 | 0 | 0 | 0 | 0 | 0 | 481899.5573 | 513518.4995 | 547074.3478 | 580630.1962 | 614111.3929 | 646467.5066 | 680023.3549 | 713579.2033 | 747135.0516 | 777533.1869 | 810899.4446 | 810899.4446 | 0 | 0 | 0 | 0 | 0 | 0 | 0 | 0 | 0 | 0 | 0 | 0 | 0 | 0 | 534461.2053 | 562425.2942 | 592326.2892 | 622227.2842 | 652053.6275 | 680754.888 | 710655.8829 | 740556.8779 | 770457.8729 | 797201.1549 | 826912.5592 | 826912.5592 | 0 | 0 | 0 | 0 | 0 | 0 | 0 | 0 | 0 | 0 | 0 | 0 | 0 | 0
Table 19. NEEA CHPWH System Efficiency Tiers
[22 empty] | Tier | Minimum CCE
[22 empty] | Tier 1 | 2
[22 empty] | Tier 2 | 2.3
[22 empty] | Tier 3 | 2.6
[22 empty] | Tier 4 | 3
[22 empty] | Tier 5 | 3.5
Table 21. Vermont Water Heating Fuel Mix and Average Efficiency, C/I Buildings
[22 empty] | Water Heating Fuel | Fuel Mix | Average Efficiency (EFave)
[22 empty] | Oil | 11% | 0.77
[22 empty] | Propane (LP) | 32% | 0.77
[22 empty] | Natural Gas | 15% | 0.77
[22 empty] | Electricity | 42% | 0.94
Table 22. Vermont Primary Heating Fuel Mix and Average Heating Efficiency, C/I Buildings
[22 empty] | Heating Fuel | %Fuelsh | Average Space Heating Efficiency (ηave)
[22 empty] | Oil | 15% | 0.81
[22 empty] | Propane (LP) | 29% | 0.88
[22 empty] | Natural Gas (NG) | 22% | 0.88
[22 empty] | Electricity | 33% | 3.66
[22 empty] | Wood | 1% | 0.75
Table 23. Percentage of C/I Customers with Cooling
[22 empty] | Air Conditioning? | %Cool
[22 empty] | Yes | 100%
[22 empty] | No | 0%
[22 empty] | Unknown | 68%
Table 24. Assumed Domestic Hot Water Consumption by Building Type
[22 empty] | Building Type | Default GPD | Rate | Notes/Assumptions | Source
[22 empty] | Assembly | 239 | 7.02 GPD per 1,000 SF | Assumes 10% hot water, 34,000 SF | EIA[1]: Public Assembly
[22 empty] | Auto Repair | 25 | 4.89 GPD per 1,000 SF | Assumes 10% hot water, 5,150 SF | EIA: Other
[22 empty] | Big Box Retail | 448 | 3.43 GPD per 1,000 SF | Assumes 10% hot water, 130,500 SF | EIA: Mercantile
[22 empty] | Community College | 1520 | 1.9 GPD per person | Assumes 800 students | NREL[2]: School with Showers
[22 empty] | Dormitory | 8600 | 17.2 GPD per resident | Assumes 500 residents | Water Research Foundation[3]
[22 empty] | Elementary School | 250 | 0.5 GPD per student | Assumes 500 students | NREL: School
[22 empty] | Fast Food Restaurant | 500 | 500 GPD per restaurant |  | FSTC[4]: Quick Service
[22 empty] | Full-Service Restaurant | 2500 | 2,500 GPD per restaurant |  | FSTC: Full Service
[22 empty] | Grocery | 172 | 3.43 GPD per 1,000 SF | Assumes 10% hot water, 50,000 SF | EIA: Mercantile
[22 empty] | High School | 1520 | 1.9 GPD per person | Assumes 800 students | NREL: School with Showers
[22 empty] | Hospital | 16938 | 54.42 GPD per 1,000 SF | Assumes 40% hot water, 250,000 SF | EIA: Health Care, Inpatient
[22 empty] | Hotel | 9104 | 45.52 GPD per 1,000 SF | Assumes 40% hot water, 200,000 SF | EIA: Lodging
[22 empty] | Large Office | 550 | 1.1 GPD per person | Assumes 500 people | NREL: Office
[22 empty] | Large Retail | 446 | 3.43 GPD per 1,000 SF | Assumes 10% hot water, 130,000 SF | EIA: Mercantile
[22 empty] | Light Industrial | 489 | 4.89 GPD per 1,000 SF | Assumes 10% hot water, 100,000 SF | EIA: Other
[22 empty] | Motel | 1366 | 45.52 GPD per 1,000 SF | Assumes 40% hot water, 30,000 SF | EIA: Lodging
[22 empty] | Multifamily High-Rise | 3440 | 34.4 GPD per unit | Assumes 100 units | NY MF Baseline Study[5]
[22 empty] | Multifamily Low-Rise | 413 | 34.4 GPD per unit | Assumes 12 units | NY MF Baseline Study
[22 empty] | Refrigerated Warehouse | 86 | 0.93 GPD per 1,000 SF | Assumes 10% hot water, 92,000 SF | EIA: Warehouse and Storage
[22 empty] | Religious | 77 | 7.02 GPD per 1,000 SF | Assumes 10% hot water, 11,000 SF | EIA: Public Assembly
[22 empty] | Small Office | 110 | 1.1 GPD per person | Assumes 100 people | NREL: Office
[22 empty] | Small Retail | 27 | 3.43 GPD per 1,000 SF | Assumes 10% hot water, 8,000 SF | EIA: Mercantile
[22 empty] | University | 1000 | 0.5 GPD per student | Assumes 2,000 students | NREL: School
[22 empty] | Warehouse | 465 | 0.93 GPD per 1,000 SF | Assumes 10% hot water, 500,000 SF | EIA: Warehouse and Storage
[22 empty] | Other | Cal-culate | 4.89 GPD per 1,000 SF | Assumes 10% hot water | EIA: Other
[1] U.S. Energy Information Administration, 2012 Commercial Buildings Energy Consumption Survey: Water Consumption in Large Buildings, Table WD1. Daily water consumption in large commercial buildings, 2012.
[2] National Renewable Energy Laboratory, Saving Energy in Commercial Buildings: Domestic Hot Water Assessment Guidelines, Table 1. Hot Water Use By Building Type, June 2011.
[3] Water Research Foundation: Residential End Uses of Water, Version 2, April 2016.
[4] Food Service Technology Center, Design Guide – Energy Efficient Heating, Delivery and Use, Table 1. Typical hot water system cost for restaurants, March 2010.
[5] Residential Statewide Baseline Study of New York State, July 2015. Volume 2: Multifamily Report, Table 8.

## CI_DOHW_LFFA
Characterization: | CI_DOHW_LFFA
C/I Low Flow Faucet Aerators
Assumptions:
▪ CO2e reductions are calculated assuming the average water heating fuel mix in Table 26
▪ Water heater efficiencies per Table 26
▪ Building type unknown
helper row
[8 empty] | 2025 First Year Savings | Affected Fuel Adders |  | Mixed Baseline Scenario Adders | [19 empty] | Lifecycle Carbon Intensity - With Adder (gCO2e/MJ) | [25 empty] | Lifetime CO2e Reductions, Total [g]
Program Delivery Type | Faucet Type | Baseline Condition | Proposed Condition | Existing DHW Fuel | Lifetime CO2e Reductions, Thermal Sector [g] | Lifetime CO2e Reductions, Total [g] | Lifetime Credits | ΔCO2e_direct | CI' | TDL | TDLelec | TDLng | CI' prop | CI' oil | CI' wood | ΔEwhl [MJ] | Measure Life | Water Heating Fuel | GPMBase | GPMLow | ThrottleBase | ThrottleLow | min/Hour | Hours/Day | Days/Year | Tfaucet | Tinlet | ISR | Specific heat of water | MJ/BTU | 2025 | 2026 | 2027 | 2028 | 2029 | 2030 | 2031 | 2032 | 2033 | 2034 | 2035 | 2036 | 2037 | 2038 | 2039 | 2040 | 2041 | 2042 | 2043 | 2044 | 2045 | 2046 | 2047 | 2048 | 2049 | 2050 | 2025 | 2026 | 2027 | 2028 | 2029 | 2030 | 2031 | 2032 | 2033 | 2034 | 2035 | 2036 | 2037 | 2038 | 2039 | 2040 | 2041 | 2042 | 2043 | 2044 | 2045 | 2046 | 2047 | 2048 | 2049 | 2050
Direct Install | Kitchen | 2.2 GPM aerator | 1.5 GPM aerator | Unknown, commercial | 380949.5218 | 380949.5218 | 0.38095 | 40175.8352 | 0 | 0% | 4% | 1.4% | 0.32764 | 0.2149 | 1.3777 | 658.4514 | 10 | Unknown | 2.2 | 1.5 | 83% | 95% | 60 | 0.25 | 302 | 93 | 51.8 | 100% | 8.3 | 0.00106 | blended | blended | blended | blended | blended | blended | blended | blended | blended | blended | blended | blended | blended | blended | blended | blended | blended | blended | blended | blended | blended | blended | blended | blended | blended | blended | 40175.8352 | 39675.7466 | 39233.3246 | 38790.9026 | 38346.2581 | 37849.1375 | 37406.7155 | 36964.2935 | 36521.8715 | 35985.4364 | 0 | 0 | 0 | 0 | 0 | 0 | 0 | 0 | 0 | 0 | 0 | 0 | 0 | 0 | 0 | 0
Direct Install | Bath | 2.2 GPM aerator | 1.0 GPM aerator | Unknown, commercial | 690805.929 | 690805.929 | 0.69081 | 72854.0229 | 0 | 0% | 4% | 1.4% | 0.32764 | 0.2149 | 1.3777 | 1194.0221 | 10 | Unknown | 2.2 | 1 | 83% | 95% | 60 | 0.25 | 302 | 86 | 51.8 | 100% | 8.3 | 0.00106 | blended | blended | blended | blended | blended | blended | blended | blended | blended | blended | blended | blended | blended | blended | blended | blended | blended | blended | blended | blended | blended | blended | blended | blended | blended | blended | 72854.0229 | 71947.1726 | 71144.8938 | 70342.615 | 69536.3058 | 68634.8377 | 67832.5589 | 67030.2801 | 66228.0012 | 65255.241 | 0 | 0 | 0 | 0 | 0 | 0 | 0 | 0 | 0 | 0 | 0 | 0 | 0 | 0 | 0 | 0
New Construction | Kitchen | 1.5 GPM aerator | 1.3 GPM aerator | Unknown, commercial | 9499.9881 | 9499.9881 | 0.0095 | 1001.8912 | 0 | 0% | 4% | 1.4% | 0.32764 | 0.2149 | 1.3777 | 16.4202 | 10 | Unknown | 1.5 | 1.3 | 83% | 95% | 60 | 0.25 | 302 | 93 | 51.8 | 100% | 8.3 | 0.00106 | blended | blended | blended | blended | blended | blended | blended | blended | blended | blended | blended | blended | blended | blended | blended | blended | blended | blended | blended | blended | blended | blended | blended | blended | blended | blended | 1001.8912 | 989.4201 | 978.3871 | 967.3542 | 956.2658 | 943.8688 | 932.8358 | 921.8028 | 910.7699 | 897.3924 | 0 | 0 | 0 | 0 | 0 | 0 | 0 | 0 | 0 | 0 | 0 | 0 | 0 | 0 | 0 | 0
New Construction | Bath | 1.5 GPM aerator | 1.3 GPM aerator | Unknown, commercial | 7885.9124 | 7885.9124 | 0.0078859 | 831.6669 | 0 | 0% | 4% | 1.4% | 0.32764 | 0.2149 | 1.3777 | 13.6304 | 10 | Unknown | 1.5 | 1.3 | 83% | 95% | 60 | 0.25 | 302 | 86 | 51.8 | 100% | 8.3 | 0.00106 | blended | blended | blended | blended | blended | blended | blended | blended | blended | blended | blended | blended | blended | blended | blended | blended | blended | blended | blended | blended | blended | blended | blended | blended | blended | blended | 831.6669 | 821.3148 | 812.1563 | 802.9979 | 793.7934 | 783.5027 | 774.3443 | 765.1858 | 756.0274 | 744.9228 | 0 | 0 | 0 | 0 | 0 | 0 | 0 | 0 | 0 | 0 | 0 | 0 | 0 | 0 | 0 | 0
Free Products | Kitchen | 2.2 GPM aerator | 1.5 GPM aerator | Unknown, commercial | 236188.7035 | 236188.7035 | 0.23619 | 24909.0178 | 0 | 0% | 4% | 1.4% | 0.32764 | 0.2149 | 1.3777 | 408.2399 | 10 | Unknown | 2.2 | 1.5 | 83% | 95% | 60 | 0.25 | 302 | 93 | 51.8 | 62% | 8.3 | 0.00106 | blended | blended | blended | blended | blended | blended | blended | blended | blended | blended | blended | blended | blended | blended | blended | blended | blended | blended | blended | blended | blended | blended | blended | blended | blended | blended | 24909.0178 | 24598.9629 | 24324.6613 | 24050.3596 | 23774.68 | 23466.4653 | 23192.1636 | 22917.862 | 22643.5604 | 22310.9706 | 0 | 0 | 0 | 0 | 0 | 0 | 0 | 0 | 0 | 0 | 0 | 0 | 0 | 0 | 0 | 0
Free Products | Bath | 2.2 GPM aerator | 1.0 GPM aerator | Unknown, commercial | 428299.676 | 428299.676 | 0.4283 | 45169.4942 | 0 | 0% | 4% | 1.4% | 0.32764 | 0.2149 | 1.3777 | 740.2937 | 10 | Unknown | 2.2 | 1 | 83% | 95% | 60 | 0.25 | 302 | 86 | 51.8 | 62% | 8.3 | 0.00106 | blended | blended | blended | blended | blended | blended | blended | blended | blended | blended | blended | blended | blended | blended | blended | blended | blended | blended | blended | blended | blended | blended | blended | blended | blended | blended | 45169.4942 | 44607.247 | 44109.8342 | 43612.4213 | 43112.5096 | 42553.5994 | 42056.1865 | 41558.7736 | 41061.3608 | 40458.2494 | 0 | 0 | 0 | 0 | 0 | 0 | 0 | 0 | 0 | 0 | 0 | 0 | 0 | 0 | 0 | 0
Dropship | Kitchen | 2.2 GPM aerator | 1.5 GPM aerator | Unknown, commercial | 342854.5696 | 342854.5696 | 0.34285 | 36158.2517 | 0 | 0% | 4% | 1.4% | 0.32764 | 0.2149 | 1.3777 | 592.6063 | 10 | Unknown | 2.2 | 1.5 | 83% | 95% | 60 | 0.25 | 302 | 93 | 51.8 | 90% | 8.3 | 0.00106 | blended | blended | blended | blended | blended | blended | blended | blended | blended | blended | blended | blended | blended | blended | blended | blended | blended | blended | blended | blended | blended | blended | blended | blended | blended | blended | 36158.2517 | 35708.172 | 35309.9922 | 34911.8124 | 34511.6323 | 34064.2238 | 33666.044 | 33267.8642 | 32869.6844 | 32386.8928 | 0 | 0 | 0 | 0 | 0 | 0 | 0 | 0 | 0 | 0 | 0 | 0 | 0 | 0 | 0 | 0
Dropship | Bath | 2.2 GPM aerator | 1.0 GPM aerator | Unknown, commercial | 621725.3361 | 621725.3361 | 0.62173 | 65568.6206 | 0 | 0% | 4% | 1.4% | 0.32764 | 0.2149 | 1.3777 | 1074.6199 | 10 | Unknown | 2.2 | 1 | 83% | 95% | 60 | 0.25 | 302 | 86 | 51.8 | 90% | 8.3 | 0.00106 | blended | blended | blended | blended | blended | blended | blended | blended | blended | blended | blended | blended | blended | blended | blended | blended | blended | blended | blended | blended | blended | blended | blended | blended | blended | blended | 65568.6206 | 64752.4554 | 64030.4044 | 63308.3535 | 62582.6752 | 61771.354 | 61049.303 | 60327.2521 | 59605.2011 | 58729.7169 | 0 | 0 | 0 | 0 | 0 | 0 | 0 | 0 | 0 | 0 | 0 | 0 | 0 | 0 | 0 | 0
Table 26. Vermont Water Heating Fuel Mix and Average Recovery Efficiency, C/I Buildings
[17 empty] | Water Heating Fuel | %Fuel | Recovery Efficiency (REfuel)
[17 empty] | Electricity | 42% | 1.71
[17 empty] | Propane | 32% | 0.83
[17 empty] | Natural Gas | 15% | 0.83
[17 empty] | Oil | 11% | 0.83
Table 27. Operating Days per Year by Facility Type
[17 empty] | Facility Type | Days/Year
[17 empty] | Community College | 283
[17 empty] | Fast Food | 363
[17 empty] | Full Restaurant | 321
[17 empty] | Grocery | 365
[17 empty] | Hospital | 365
[17 empty] | Hotel | 365
[17 empty] | Miscellaneous | 365
[17 empty] | Primary School | 180
[17 empty] | Secondary School | 180
[17 empty] | Small Office | 250
[17 empty] | University | 283
[17 empty] | Unknown | 302
Table 28. Low Flow Faucet Aerator ISRs
[17 empty] | Program Delivery Type | ISR
[17 empty] | Direct Install | 100%
[17 empty] | New Construction | 100%
[17 empty] | Free Products | 62%
[17 empty] | Dropship | 90%

## CI_DOHW_LFSH
Characterization: | CI_DOHW_LFSH
C/I Low Flow Showerhead
Assumptions:
▪ Average water heating fuel mix in Table 30
▪ Water heater efficiencies per Table 30
▪ One shower taken per day for 365 days per year (example only, not a deemed parameter)
▪ Hot water heating fuel is unknown/not collected
helper row
[7 empty] | 2025 First Year Savings | Affected Fuel Adders |  | Mixed Baseline Scenario Adders | [17 empty] | Lifecycle Carbon Intensity - With Adder (gCO2e/MJ) | [25 empty] | Lifetime CO2e Reductions, Total [g]
Program Delivery Type | Baseline Condition | Proposed Condition | Existing DHW Fuel | Lifetime CO2e Reductions, Thermal Sector [g] | Lifetime CO2e Reductions, Total [g] | Lifetime Credits | ΔCO2e | CI' | TDL | TDLelec | TDLng | CI' prop | CI' oil | CI' wood | ΔEwhl [MJ] | Measure Life | Water Heating Fuel | GPMBase | GPMLow | Minutes/Shower | Uses/Day | Days/Year | Tsh | Tinlet | ISR | Specific heat of water | MJ/BTU | 2025 | 2026 | 2027 | 2028 | 2029 | 2030 | 2031 | 2032 | 2033 | 2034 | 2035 | 2036 | 2037 | 2038 | 2039 | 2040 | 2041 | 2042 | 2043 | 2044 | 2045 | 2046 | 2047 | 2048 | 2049 | 2050 | 2025 | 2026 | 2027 | 2028 | 2029 | 2030 | 2031 | 2032 | 2033 | 2034 | 2035 | 2036 | 2037 | 2038 | 2039 | 2040 | 2041 | 2042 | 2043 | 2044 | 2045 | 2046 | 2047 | 2048 | 2049 | 2050
Direct Install | 2.5 GPM showerhead | 1.5 GPM showerhead | Unknown, commercial | 712984.7027 | 712984.7027 | 0.71298 | 75193.0487 | 0 | 0% | 4% | 1.4% | 0.32764 | 0.2149 | 1.3777 | 1232.357 | 10 | Unknown | 2.5 | 1.5 | 7.8 | 1 | 365 | 101 | 51.8 | 100% | 8.3 | 0.00106 | blended | blended | blended | blended | blended | blended | blended | blended | blended | blended | blended | blended | blended | blended | blended | blended | blended | blended | blended | blended | blended | blended | blended | blended | blended | blended | 75193.0487 | 74257.0834 | 73429.0469 | 72601.0104 | 71768.8141 | 70838.4038 | 70010.3673 | 69182.3308 | 68354.2943 | 67350.3029 | 0 | 0 | 0 | 0 | 0 | 0 | 0 | 0 | 0 | 0 | 0 | 0 | 0 | 0 | 0 | 0
New Construction | 2.0 GPM showerhead | 1.8 GPM showerhead | Unknown, commercial | 142596.9405 | 142596.9405 | 0.1426 | 15038.6097 | 0 | 0% | 4% | 1.4% | 0.32764 | 0.2149 | 1.3777 | 246.4714 | 10 | Unknown | 2 | 1.8 | 7.8 | 1 | 365 | 101 | 51.8 | 100% | 8.3 | 0.00106 | blended | blended | blended | blended | blended | blended | blended | blended | blended | blended | blended | blended | blended | blended | blended | blended | blended | blended | blended | blended | blended | blended | blended | blended | blended | blended | 15038.6097 | 14851.4167 | 14685.8094 | 14520.2021 | 14353.7628 | 14167.6808 | 14002.0735 | 13836.4662 | 13670.8589 | 13470.0606 | 0 | 0 | 0 | 0 | 0 | 0 | 0 | 0 | 0 | 0 | 0 | 0 | 0 | 0 | 0 | 0
Free Products | 2.5 GPM showerhead | 1.5 GPM showerhead | Unknown, commercial | 399271.4335 | 399271.4335 | 0.39927 | 42108.1073 | 0 | 0% | 4% | 1.4% | 0.32764 | 0.2149 | 1.3777 | 690.1199 | 10 | Unknown | 2.5 | 1.5 | 7.8 | 1 | 365 | 101 | 51.8 | 56% | 8.3 | 0.00106 | blended | blended | blended | blended | blended | blended | blended | blended | blended | blended | blended | blended | blended | blended | blended | blended | blended | blended | blended | blended | blended | blended | blended | blended | blended | blended | 42108.1073 | 41583.9667 | 41120.2663 | 40656.5658 | 40190.5359 | 39669.5061 | 39205.8057 | 38742.1053 | 38278.4048 | 37716.1696 | 0 | 0 | 0 | 0 | 0 | 0 | 0 | 0 | 0 | 0 | 0 | 0 | 0 | 0 | 0 | 0
Dropship | 2.5 GPM showerhead | 1.5 GPM showerhead | Unknown, commercial | 641686.2324 | 641686.2324 | 0.64169 | 67673.7438 | 0 | 0% | 4% | 1.4% | 0.32764 | 0.2149 | 1.3777 | 1109.1213 | 10 | Unknown | 2.5 | 1.5 | 7.8 | 1 | 365 | 101 | 51.8 | 90% | 8.3 | 0.00106 | blended | blended | blended | blended | blended | blended | blended | blended | blended | blended | blended | blended | blended | blended | blended | blended | blended | blended | blended | blended | blended | blended | blended | blended | blended | blended | 67673.7438 | 66831.3751 | 66086.1422 | 65340.9094 | 64591.9327 | 63754.5634 | 63009.3306 | 62264.0977 | 61518.8649 | 60615.2726 | 0 | 0 | 0 | 0 | 0 | 0 | 0 | 0 | 0 | 0 | 0 | 0 | 0 | 0 | 0 | 0
Table 30. Vermont Water Heating Fuel Mix and Average Recovery Efficiency, C/I Buildings
[16 empty] | Water Heating Fuel | %Fuel | Recovery Efficiency (REfuel, ηave)
[16 empty] | Oil | 11% | 0.83
[16 empty] | Propane (LP) | 32% | 0.83
[16 empty] | Natural Gas | 15% | 0.83
[16 empty] | Electricity | 42% | 1.71
Table 31. Low Flow Showerhead ISRs
[16 empty] | Program Delivery Type | ISR
[16 empty] | Direct Install | 100%
[16 empty] | New Construction | 100%
[16 empty] | Free Products | 56%
[16 empty] | Dropship | 90%

## CI_DOHW_SOWH
Characterization: | CI_DOHW_SOWH
C/I Solar Water Heater
Assumptions:
▪ Baseline and backup water heater fuels are the same
▪ Baseline water heater efficiency by fuel per Table 33
▪ Small office building, 110 gallons of DHW consumed daily
NOTE: Red indicates text to be added to TRM
helper row
[6 empty] | 2025 First Year Savings |  |  |  | Affected Fuel Adders |  | Mixed Baseline Scenario Adders | [17 empty] | Affected Fuel Lifecycle Carbon Intensity - With Adder (gCO2e/MJ) | [25 empty] | Lifetime CO2e Reductions, Total [g]
Backup Fuel | SUEF Range | Assumed SUEF | Lifetime CO2e Reductions, Thermal [g] | Lifetime CO2e Reductions, Total [g] | Lifetime Credits | ΔCO2e | ΔCO2edirect | CO2ebase | CO2eSWH | TDL | CI' | TDLelec | TDLng | CI' prop | CI' oil | CI' wood | Ebase [MJ] | ESWH [MJ] | Measure Life | Baseline Dryer Fuel Type | Qload [MJ] | EFmin | SUEF | Tset | Tinletet | GPD/Unit | Days | Specific Heat of Water | MJ/BTU | 2025 | 2026 | 2027 | 2028 | 2029 | 2030 | 2031 | 2032 | 2033 | 2034 | 2035 | 2036 | 2037 | 2038 | 2039 | 2040 | 2041 | 2042 | 2043 | 2044 | 2045 | 2046 | 2047 | 2048 | 2049 | 2050 | 2025 | 2026 | 2027 | 2028 | 2029 | 2030 | 2031 | 2032 | 2033 | 2034 | 2035 | 2036 | 2037 | 2038 | 2039 | 2040 | 2041 | 2042 | 2043 | 2044 | 2045 | 2046 | 2047 | 2048 | 2049 | 2050
Oil | 1.0 to < 1.5 | 1.25 | 23420191.5421 | 23420191.5421 | 23.4202 | 1177381.6924 | 1177381.6924 | 3270504.7011 | 2093123.0087 | 0% | 0.2149 | 4% | 1.4% | 0.32764 | 0.2149 | 1.3777 | 39085.4408 | 25014.6821 | 20 | Delivered | 31268.3527 | 0.8 | 1.25 | 140 | 51.8 | 110 | 365 | 8.33 | 0.00106 | 83.6758 | 83.6758 | 83.6758 | 83.6758 | 83.6758 | 83.1407 | 83.1407 | 83.1407 | 83.1407 | 83.1407 | 83.0516 | 83.0516 | 83.0516 | 83.0516 | 83.0516 | 83.0236 | 83.0236 | 83.0236 | 83.0236 | 83.0236 | 0 | 0 | 0 | 0 | 0 | 0 | 1177381.6924 | 1177381.6924 | 1177381.6924 | 1177381.6924 | 1177381.6924 | 1169852.4402 | 1169852.4402 | 1169852.4402 | 1169852.4402 | 1169852.4402 | 1168598.6993 | 1168598.6993 | 1168598.6993 | 1168598.6993 | 1168598.6993 | 1168205.4765 | 1168205.4765 | 1168205.4765 | 1168205.4765 | 1168205.4765 | 0 | 0 | 0 | 0 | 0 | 0
Oil | 1.5 to < 2.0 | 1.75 | 35316161.8493 | 35316161.8493 | 35.3162 | 1775416.8378 | 1775416.8378 | 3270504.7011 | 1495087.8634 | 0% | 0.2149 | 4% | 1.4% | 0.32764 | 0.2149 | 1.3777 | 39085.4408 | 17867.6301 | 20 | Delivered | 31268.3527 | 0.8 | 1.75 | 140 | 51.8 | 110 | 365 | 8.33 | 0.00106 | 83.6758 | 83.6758 | 83.6758 | 83.6758 | 83.6758 | 83.1407 | 83.1407 | 83.1407 | 83.1407 | 83.1407 | 83.0516 | 83.0516 | 83.0516 | 83.0516 | 83.0516 | 83.0236 | 83.0236 | 83.0236 | 83.0236 | 83.0236 | 0 | 0 | 0 | 0 | 0 | 0 | 1775416.8378 | 1775416.8378 | 1775416.8378 | 1775416.8378 | 1775416.8378 | 1764063.2035 | 1764063.2035 | 1764063.2035 | 1764063.2035 | 1764063.2035 | 1762172.6418 | 1762172.6418 | 1762172.6418 | 1762172.6418 | 1762172.6418 | 1761579.6868 | 1761579.6868 | 1761579.6868 | 1761579.6868 | 1761579.6868 | 0 | 0 | 0 | 0 | 0 | 0
Oil | 2 to < 2.5 | 2.25 | 41925034.2421 | 41925034.2421 | 41.925 | 2107658.5852 | 2107658.5852 | 3270504.7011 | 1162846.116 | 0% | 0.2149 | 4% | 1.4% | 0.32764 | 0.2149 | 1.3777 | 39085.4408 | 13897.0456 | 20 | Delivered | 31268.3527 | 0.8 | 2.25 | 140 | 51.8 | 110 | 365 | 8.33 | 0.00106 | 83.6758 | 83.6758 | 83.6758 | 83.6758 | 83.6758 | 83.1407 | 83.1407 | 83.1407 | 83.1407 | 83.1407 | 83.0516 | 83.0516 | 83.0516 | 83.0516 | 83.0516 | 83.0236 | 83.0236 | 83.0236 | 83.0236 | 83.0236 | 0 | 0 | 0 | 0 | 0 | 0 | 2107658.5852 | 2107658.5852 | 2107658.5852 | 2107658.5852 | 2107658.5852 | 2094180.2942 | 2094180.2942 | 2094180.2942 | 2094180.2942 | 2094180.2942 | 2091935.9432 | 2091935.9432 | 2091935.9432 | 2091935.9432 | 2091935.9432 | 2091232.0258 | 2091232.0258 | 2091232.0258 | 2091232.0258 | 2091232.0258 | 0 | 0 | 0 | 0 | 0 | 0
Oil | 2.5 or greater | 3 | 47707797.5859 | 47707797.5859 | 47.7078 | 2398370.1142 | 2398370.1142 | 3270504.7011 | 872134.587 | 0% | 0.2149 | 4% | 1.4% | 0.32764 | 0.2149 | 1.3777 | 39085.4408 | 10422.7842 | 20 | Delivered | 31268.3527 | 0.8 | 3 | 140 | 51.8 | 110 | 365 | 8.33 | 0.00106 | 83.6758 | 83.6758 | 83.6758 | 83.6758 | 83.6758 | 83.1407 | 83.1407 | 83.1407 | 83.1407 | 83.1407 | 83.0516 | 83.0516 | 83.0516 | 83.0516 | 83.0516 | 83.0236 | 83.0236 | 83.0236 | 83.0236 | 83.0236 | 0 | 0 | 0 | 0 | 0 | 0 | 2398370.1142 | 2398370.1142 | 2398370.1142 | 2398370.1142 | 2398370.1142 | 2383032.7486 | 2383032.7486 | 2383032.7486 | 2383032.7486 | 2383032.7486 | 2380478.8319 | 2380478.8319 | 2380478.8319 | 2380478.8319 | 2380478.8319 | 2379677.8225 | 2379677.8225 | 2379677.8225 | 2379677.8225 | 2379677.8225 | 0 | 0 | 0 | 0 | 0 | 0
Natural Gas | 1.0 to < 1.5 | 1.25 | 18169589.9447 | 18169589.9447 | 18.1696 | 909282.1467 | 909282.1467 | 2525783.741 | 1616501.5942 | 1.4% | 0 | 4% | 1.4% | 0.32764 | 0.2149 | 1.3777 | 39085.4408 | 25014.6821 | 20 | Natural Gas | 31268.3527 | 0.8 | 1.25 | 140 | 51.8 | 110 | 365 | 8.33 | 0.00106 | 63.7174 | 63.7174 | 63.7174 | 63.7174 | 63.7174 | 63.6511 | 63.6511 | 63.6511 | 63.6511 | 63.6511 | 63.6399 | 63.6399 | 63.6399 | 63.6399 | 63.6399 | 63.6363 | 63.6363 | 63.6363 | 63.6363 | 63.6363 | 0 | 0 | 0 | 0 | 0 | 0 | 909282.1467 | 909282.1467 | 909282.1467 | 909282.1467 | 909282.1467 | 908335.7986 | 908335.7986 | 908335.7986 | 908335.7986 | 908335.7986 | 908175.6927 | 908175.6927 | 908175.6927 | 908175.6927 | 908175.6927 | 908124.3508 | 908124.3508 | 908124.3508 | 908124.3508 | 908124.3508 | 0 | 0 | 0 | 0 | 0 | 0
Natural Gas | 1.5 to < 2.0 | 1.75 | 27398588.0119 | 27398588.0119 | 27.3986 | 1371139.7451 | 1371139.7451 | 2525783.741 | 1154643.9959 | 1.4% | 0 | 4% | 1.4% | 0.32764 | 0.2149 | 1.3777 | 39085.4408 | 17867.6301 | 20 | Natural Gas | 31268.3527 | 0.8 | 1.75 | 140 | 51.8 | 110 | 365 | 8.33 | 0.00106 | 63.7174 | 63.7174 | 63.7174 | 63.7174 | 63.7174 | 63.6511 | 63.6511 | 63.6511 | 63.6511 | 63.6511 | 63.6399 | 63.6399 | 63.6399 | 63.6399 | 63.6399 | 63.6363 | 63.6363 | 63.6363 | 63.6363 | 63.6363 | 0 | 0 | 0 | 0 | 0 | 0 | 1371139.7451 | 1371139.7451 | 1371139.7451 | 1371139.7451 | 1371139.7451 | 1369712.7122 | 1369712.7122 | 1369712.7122 | 1369712.7122 | 1369712.7122 | 1369471.2827 | 1369471.2827 | 1369471.2827 | 1369471.2827 | 1369471.2827 | 1369393.8623 | 1369393.8623 | 1369393.8623 | 1369393.8623 | 1369393.8623 | 0 | 0 | 0 | 0 | 0 | 0
Natural Gas | 2 to < 2.5 | 2.25 | 32525809.1603 | 32525809.1603 | 32.5258 | 1627727.2997 | 1627727.2997 | 2525783.741 | 898056.4412 | 1.4% | 0 | 4% | 1.4% | 0.32764 | 0.2149 | 1.3777 | 39085.4408 | 13897.0456 | 20 | Natural Gas | 31268.3527 | 0.8 | 2.25 | 140 | 51.8 | 110 | 365 | 8.33 | 0.00106 | 63.7174 | 63.7174 | 63.7174 | 63.7174 | 63.7174 | 63.6511 | 63.6511 | 63.6511 | 63.6511 | 63.6511 | 63.6399 | 63.6399 | 63.6399 | 63.6399 | 63.6399 | 63.6363 | 63.6363 | 63.6363 | 63.6363 | 63.6363 | 0 | 0 | 0 | 0 | 0 | 0 | 1627727.2997 | 1627727.2997 | 1627727.2997 | 1627727.2997 | 1627727.2997 | 1626033.2198 | 1626033.2198 | 1626033.2198 | 1626033.2198 | 1626033.2198 | 1625746.6104 | 1625746.6104 | 1625746.6104 | 1625746.6104 | 1625746.6104 | 1625654.7021 | 1625654.7021 | 1625654.7021 | 1625654.7021 | 1625654.7021 | 0 | 0 | 0 | 0 | 0 | 0
Natural Gas | 2.5 or greater | 3 | 37012127.6652 | 37012127.6652 | 37.0121 | 1852241.41 | 1852241.41 | 2525783.741 | 673542.3309 | 1.4% | 0 | 4% | 1.4% | 0.32764 | 0.2149 | 1.3777 | 39085.4408 | 10422.7842 | 20 | Natural Gas | 31268.3527 | 0.8 | 3 | 140 | 51.8 | 110 | 365 | 8.33 | 0.00106 | 63.7174 | 63.7174 | 63.7174 | 63.7174 | 63.7174 | 63.6511 | 63.6511 | 63.6511 | 63.6511 | 63.6511 | 63.6399 | 63.6399 | 63.6399 | 63.6399 | 63.6399 | 63.6363 | 63.6363 | 63.6363 | 63.6363 | 63.6363 | 0 | 0 | 0 | 0 | 0 | 0 | 1852241.41 | 1852241.41 | 1852241.41 | 1852241.41 | 1852241.41 | 1850313.6639 | 1850313.6639 | 1850313.6639 | 1850313.6639 | 1850313.6639 | 1849987.5222 | 1849987.5222 | 1849987.5222 | 1849987.5222 | 1849987.5222 | 1849882.9369 | 1849882.9369 | 1849882.9369 | 1849882.9369 | 1849882.9369 | 0 | 0 | 0 | 0 | 0 | 0
Propane | 1.0 to < 1.5 | 1.25 | 20738598.0444 | 20738598.0444 | 20.7386 | 1043216.5202 | 1043216.5202 | 2897823.6671 | 1854607.147 | 0% | 0.32764 | 4% | 1.4% | 0.32764 | 0.2149 | 1.3777 | 39085.4408 | 25014.6821 | 20 | Delivered | 31268.3527 | 0.8 | 1.25 | 140 | 51.8 | 110 | 365 | 8.33 | 0.00106 | 74.1407 | 73.9136 | 73.9136 | 73.9136 | 73.9048 | 73.9048 | 73.9048 | 73.9048 | 73.9048 | 73.5345 | 73.5345 | 73.5345 | 73.5345 | 73.5345 | 73.4701 | 73.4701 | 73.4701 | 73.4701 | 73.4701 | 73.4507 | 0 | 0 | 0 | 0 | 0 | 0 | 1043216.5202 | 1040020.2294 | 1040020.2294 | 1040020.2294 | 1039897.0389 | 1039897.0389 | 1039897.0389 | 1039897.0389 | 1039897.0389 | 1034686.1674 | 1034686.1674 | 1034686.1674 | 1034686.1674 | 1034686.1674 | 1033779.4124 | 1033779.4124 | 1033779.4124 | 1033779.4124 | 1033779.4124 | 1033507.7428 | 0 | 0 | 0 | 0 | 0 | 0
Propane | 1.5 to < 2.0 | 1.75 | 31272489.1146 | 31272489.1146 | 31.2725 | 1573104.2764 | 1573104.2764 | 2897823.6671 | 1324719.3907 | 0% | 0.32764 | 4% | 1.4% | 0.32764 | 0.2149 | 1.3777 | 39085.4408 | 17867.6301 | 20 | Delivered | 31268.3527 | 0.8 | 1.75 | 140 | 51.8 | 110 | 365 | 8.33 | 0.00106 | 74.1407 | 73.9136 | 73.9136 | 73.9136 | 73.9048 | 73.9048 | 73.9048 | 73.9048 | 73.9048 | 73.5345 | 73.5345 | 73.5345 | 73.5345 | 73.5345 | 73.4701 | 73.4701 | 73.4701 | 73.4701 | 73.4701 | 73.4507 | 0 | 0 | 0 | 0 | 0 | 0 | 1573104.2764 | 1568284.4729 | 1568284.4729 | 1568284.4729 | 1568098.7095 | 1568098.7095 | 1568098.7095 | 1568098.7095 | 1568098.7095 | 1560241.046 | 1560241.046 | 1560241.046 | 1560241.046 | 1560241.046 | 1558873.717 | 1558873.717 | 1558873.717 | 1558873.717 | 1558873.717 | 1558464.0566 | 0 | 0 | 0 | 0 | 0 | 0
Propane | 2 to < 2.5 | 2.25 | 37124650.8203 | 37124650.8203 | 37.1247 | 1867486.3633 | 1867486.3633 | 2897823.6671 | 1030337.3039 | 0% | 0.32764 | 4% | 1.4% | 0.32764 | 0.2149 | 1.3777 | 39085.4408 | 13897.0456 | 20 | Delivered | 31268.3527 | 0.8 | 2.25 | 140 | 51.8 | 110 | 365 | 8.33 | 0.00106 | 74.1407 | 73.9136 | 73.9136 | 73.9136 | 73.9048 | 73.9048 | 73.9048 | 73.9048 | 73.9048 | 73.5345 | 73.5345 | 73.5345 | 73.5345 | 73.5345 | 73.4701 | 73.4701 | 73.4701 | 73.4701 | 73.4701 | 73.4507 | 0 | 0 | 0 | 0 | 0 | 0 | 1867486.3633 | 1861764.6081 | 1861764.6081 | 1861764.6081 | 1861544.0821 | 1861544.0821 | 1861544.0821 | 1861544.0821 | 1861544.0821 | 1852215.9786 | 1852215.9786 | 1852215.9786 | 1852215.9786 | 1852215.9786 | 1850592.7752 | 1850592.7752 | 1850592.7752 | 1850592.7752 | 1850592.7752 | 1850106.4532 | 0 | 0 | 0 | 0 | 0 | 0
Propane | 2.5 or greater | 3 | 42245292.3127 | 42245292.3127 | 42.2453 | 2125070.6892 | 2125070.6892 | 2897823.6671 | 772752.9779 | 0% | 0.32764 | 4% | 1.4% | 0.32764 | 0.2149 | 1.3777 | 39085.4408 | 10422.7842 | 20 | Delivered | 31268.3527 | 0.8 | 3 | 140 | 51.8 | 110 | 365 | 8.33 | 0.00106 | 74.1407 | 73.9136 | 73.9136 | 73.9136 | 73.9048 | 73.9048 | 73.9048 | 73.9048 | 73.9048 | 73.5345 | 73.5345 | 73.5345 | 73.5345 | 73.5345 | 73.4701 | 73.4701 | 73.4701 | 73.4701 | 73.4701 | 73.4507 | 0 | 0 | 0 | 0 | 0 | 0 | 2125070.6892 | 2118559.7265 | 2118559.7265 | 2118559.7265 | 2118308.783 | 2118308.783 | 2118308.783 | 2118308.783 | 2118308.783 | 2107694.0446 | 2107694.0446 | 2107694.0446 | 2107694.0446 | 2107694.0446 | 2105846.9511 | 2105846.9511 | 2105846.9511 | 2105846.9511 | 2105846.9511 | 2105293.5502 | 0 | 0 | 0 | 0 | 0 | 0
Electricity | 1.0 to < 1.5 | 1.25 | 5490068.451 | 5490068.451 | 5.4901 | 553574.8034 | 553574.8034 | 1537707.7872 | 984132.9838 | 4% | 0 | 4% | 1.4% | 0.32764 | 0.2149 | 1.3777 | 39085.4408 | 25014.6821 | 20 | Electricity | 31268.3527 | 0.8 | 1.25 | 140 | 51.8 | 110 | 365 | 8.33 | 0.00106 | 37.7685 | 35.1423 | 32.5161 | 29.8899 | 27.2636 | 24.6374 | 22.0112 | 19.385 | 16.7588 | 14.1326 | 11.5063 | 11.5063 | 11.5063 | 11.5063 | 11.5063 | 11.5063 | 11.5063 | 11.5063 | 11.5063 | 11.5063 | 0 | 0 | 0 | 0 | 0 | 0 | 553574.8034 | 515082.1991 | 476589.5949 | 438096.9906 | 399604.3864 | 361111.7821 | 322619.1779 | 284126.5736 | 245633.9694 | 207141.3651 | 168648.7609 | 168648.7609 | 168648.7609 | 168648.7609 | 168648.7609 | 168648.7609 | 168648.7609 | 168648.7609 | 168648.7609 | 168648.7609 | 0 | 0 | 0 | 0 | 0 | 0
Electricity | 1.5 to < 2.0 | 1.75 | 8278674.6484 | 8278674.6484 | 8.2787 | 834755.6559 | 834755.6559 | 1537707.7872 | 702952.1313 | 4% | 0 | 4% | 1.4% | 0.32764 | 0.2149 | 1.3777 | 39085.4408 | 17867.6301 | 20 | Electricity | 31268.3527 | 0.8 | 1.75 | 140 | 51.8 | 110 | 365 | 8.33 | 0.00106 | 37.7685 | 35.1423 | 32.5161 | 29.8899 | 27.2636 | 24.6374 | 22.0112 | 19.385 | 16.7588 | 14.1326 | 11.5063 | 11.5063 | 11.5063 | 11.5063 | 11.5063 | 11.5063 | 11.5063 | 11.5063 | 11.5063 | 11.5063 | 0 | 0 | 0 | 0 | 0 | 0 | 834755.6559 | 776711.2527 | 718666.8494 | 660622.4462 | 602578.0429 | 544533.6397 | 486489.2365 | 428444.8332 | 370400.43 | 312356.0268 | 254311.6235 | 254311.6235 | 254311.6235 | 254311.6235 | 254311.6235 | 254311.6235 | 254311.6235 | 254311.6235 | 254311.6235 | 254311.6235 | 0 | 0 | 0 | 0 | 0 | 0
Electricity | 2 to < 2.5 | 2.25 | 9827900.3136 | 9827900.3136 | 9.8279 | 990967.2406 | 990967.2406 | 1537707.7872 | 546740.5465 | 4% | 0 | 4% | 1.4% | 0.32764 | 0.2149 | 1.3777 | 39085.4408 | 13897.0456 | 20 | Electricity | 31268.3527 | 0.8 | 2.25 | 140 | 51.8 | 110 | 365 | 8.33 | 0.00106 | 37.7685 | 35.1423 | 32.5161 | 29.8899 | 27.2636 | 24.6374 | 22.0112 | 19.385 | 16.7588 | 14.1326 | 11.5063 | 11.5063 | 11.5063 | 11.5063 | 11.5063 | 11.5063 | 11.5063 | 11.5063 | 11.5063 | 11.5063 | 0 | 0 | 0 | 0 | 0 | 0 | 990967.2406 | 922060.7268 | 853154.213 | 784247.6993 | 715341.1855 | 646434.6717 | 577528.1579 | 508621.6441 | 439715.1303 | 370808.6166 | 301902.1028 | 301902.1028 | 301902.1028 | 301902.1028 | 301902.1028 | 301902.1028 | 301902.1028 | 301902.1028 | 301902.1028 | 301902.1028 | 0 | 0 | 0 | 0 | 0 | 0
Electricity | 2.5 or greater | 3 | 11183472.7706 | 11183472.7706 | 11.1835 | 1127652.3773 | 1127652.3773 | 1537707.7872 | 410055.4099 | 4% | 0 | 4% | 1.4% | 0.32764 | 0.2149 | 1.3777 | 39085.4408 | 10422.7842 | 20 | Electricity | 31268.3527 | 0.8 | 3 | 140 | 51.8 | 110 | 365 | 8.33 | 0.00106 | 37.7685 | 35.1423 | 32.5161 | 29.8899 | 27.2636 | 24.6374 | 22.0112 | 19.385 | 16.7588 | 14.1326 | 11.5063 | 11.5063 | 11.5063 | 11.5063 | 11.5063 | 11.5063 | 11.5063 | 11.5063 | 11.5063 | 11.5063 | 0 | 0 | 0 | 0 | 0 | 0 | 1127652.3773 | 1049241.5167 | 970830.6562 | 892419.7957 | 814008.9352 | 735598.0747 | 657187.2142 | 578776.3537 | 500365.4931 | 421954.6326 | 343543.7721 | 343543.7721 | 343543.7721 | 343543.7721 | 343543.7721 | 343543.7721 | 343543.7721 | 343543.7721 | 343543.7721 | 343543.7721 | 0 | 0 | 0 | 0 | 0 | 0
Unknown, non-commercial | 1.0 to < 1.5 | 1.25 | 14243839.685 | 14243839.685 | 14.2438 | 832235.0121 | 832235.0121 | 2311763.9224 | 1479528.9103 | 0% | 0 | 4% | 1.4% | 0.32764 | 0.2149 | 1.3777 | blended | 25014.6821 | 20 | Unknown | 31268.3527 | blended | 1.25 | 140 | 51.8 | 110 | 365 | 8.33 | 0.00106 | blended | blended | blended | blended | blended | blended | blended | blended | blended | blended | blended | blended | blended | blended | blended | blended | blended | blended | blended | blended | 0 | 0 | 0 | 0 | 0 | 0 | 832235.0121 | 815045.3052 | 798878.4114 | 782711.5176 | 766505.2029 | 749368.1392 | 733201.2454 | 717034.3516 | 700867.4578 | 683033.0851 | 666704.2639 | 666704.2639 | 666704.2639 | 666704.2639 | 666414.1023 | 666363.1466 | 666363.1466 | 666363.1466 | 666363.1466 | 666276.2123 | 0 | 0 | 0 | 0 | 0 | 0
Unknown, non-commercial | 1.5 to < 2.0 | 1.75 | 21478805.8742 | 21478805.8742 | 21.4788 | 1254957.5579 | 1254957.5579 | 2311763.9224 | 1056806.3645 | 0% | 0 | 4% | 1.4% | 0.32764 | 0.2149 | 1.3777 | blended | 17867.6301 | 20 | Unknown | 31268.3527 | blended | 1.75 | 140 | 51.8 | 110 | 365 | 8.33 | 0.00106 | blended | blended | blended | blended | blended | blended | blended | blended | blended | blended | blended | blended | blended | blended | blended | blended | blended | blended | blended | blended | 0 | 0 | 0 | 0 | 0 | 0 | 1254957.5579 | 1229036.5713 | 1204657.922 | 1180279.2726 | 1155841.179 | 1129999.5749 | 1105620.9256 | 1081242.2762 | 1056863.6269 | 1029970.5252 | 1005347.6996 | 1005347.6996 | 1005347.6996 | 1005347.6996 | 1004910.1543 | 1004833.3162 | 1004833.3162 | 1004833.3162 | 1004833.3162 | 1004702.2249 | 0 | 0 | 0 | 0 | 0 | 0
Unknown, non-commercial | 2 to < 2.5 | 2.25 | 25498231.5349 | 25498231.5349 | 25.4982 | 1489803.4166 | 1489803.4166 | 2311763.9224 | 821960.5057 | 0% | 0 | 4% | 1.4% | 0.32764 | 0.2149 | 1.3777 | blended | 13897.0456 | 20 | Unknown | 31268.3527 | blended | 2.25 | 140 | 51.8 | 110 | 365 | 8.33 | 0.00106 | blended | blended | blended | blended | blended | blended | blended | blended | blended | blended | blended | blended | blended | blended | blended | blended | blended | blended | blended | blended | 0 | 0 | 0 | 0 | 0 | 0 | 1489803.4166 | 1459031.7192 | 1430090.9834 | 1401150.2476 | 1372138.9435 | 1341461.4837 | 1312520.7479 | 1283580.0121 | 1254639.2763 | 1222713.5474 | 1193482.9416 | 1193482.9416 | 1193482.9416 | 1193482.9416 | 1192963.5165 | 1192872.2994 | 1192872.2994 | 1192872.2994 | 1192872.2994 | 1192716.6763 | 0 | 0 | 0 | 0 | 0 | 0
Unknown, non-commercial | 2.5 or greater | 3 | 29015228.988 | 29015228.988 | 29.0152 | 1695293.5431 | 1695293.5431 | 2311763.9224 | 616470.3793 | 0% | 0 | 4% | 1.4% | 0.32764 | 0.2149 | 1.3777 | blended | 10422.7842 | 20 | Unknown | 31268.3527 | blended | 3 | 140 | 51.8 | 110 | 365 | 8.33 | 0.00106 | blended | blended | blended | blended | blended | blended | blended | blended | blended | blended | blended | blended | blended | blended | blended | blended | blended | blended | blended | blended | 0 | 0 | 0 | 0 | 0 | 0 | 1695293.5431 | 1660277.4736 | 1627344.9122 | 1594412.3507 | 1561399.4874 | 1526490.6539 | 1493558.0925 | 1460625.531 | 1427692.9696 | 1391363.6919 | 1358101.2784 | 1358101.2784 | 1358101.2784 | 1358101.2784 | 1357510.2085 | 1357406.4096 | 1357406.4096 | 1357406.4096 | 1357406.4096 | 1357229.3214 | 0 | 0 | 0 | 0 | 0 | 0
Table 33. Vermont Water Heating Fuel Mix and Minimum Heating Efficiency, C/I Buildings
[19 empty] | Water Heating Fuel | %FuelWH | Minimum Water Heater Efficiency (EFmin)
[19 empty] | Oil | 11% | 0.8
[19 empty] | Propane | 32% | 0.8
[19 empty] | Natural Gas | 15% | 0.8
[19 empty] | Electricity | 42% | 0.8
Table 24. Assumed Domestic Hot Water Consumption by Building Type
[19 empty] | Building Type | Default GPD | Rate | Notes/Assumptions | Source
[19 empty] | Assembly | 239 | 7.02 GPD per 1,000 SF | Assumes 10% hot water, 34,000 SF | EIA[1]: Public Assembly
[19 empty] | Auto Repair | 25 | 4.89 GPD per 1,000 SF | Assumes 10% hot water, 5,150 SF | EIA: Other
[19 empty] | Big Box Retail | 448 | 3.43 GPD per 1,000 SF | Assumes 10% hot water, 130,500 SF | EIA: Mercantile
[19 empty] | Community College | 1520 | 1.9 GPD per person | Assumes 800 students | NREL[2]: School with Showers
[19 empty] | Dormitory | 8600 | 17.2 GPD per resident | Assumes 500 residents | Water Research Foundation[3]
[19 empty] | Elementary School | 250 | 0.5 GPD per student | Assumes 500 students | NREL: School
[19 empty] | Fast Food Restaurant | 500 | 500 GPD per restaurant |  | FSTC[4]: Quick Service
[19 empty] | Full-Service Restaurant | 2500 | 2,500 GPD per restaurant |  | FSTC: Full Service
[19 empty] | Grocery | 172 | 3.43 GPD per 1,000 SF | Assumes 10% hot water, 50,000 SF | EIA: Mercantile
[19 empty] | High School | 1520 | 1.9 GPD per person | Assumes 800 students | NREL: School with Showers
[19 empty] | Hospital | 16938 | 54.42 GPD per 1,000 SF | Assumes 40% hot water, 250,000 SF | EIA: Health Care, Inpatient
[19 empty] | Hotel | 9104 | 45.52 GPD per 1,000 SF | Assumes 40% hot water, 200,000 SF | EIA: Lodging
[19 empty] | Large Office | 550 | 1.1 GPD per person | Assumes 500 people | NREL: Office
[19 empty] | Large Retail | 446 | 3.43 GPD per 1,000 SF | Assumes 10% hot water, 130,000 SF | EIA: Mercantile
[19 empty] | Light Industrial | 489 | 4.89 GPD per 1,000 SF | Assumes 10% hot water, 100,000 SF | EIA: Other
[19 empty] | Motel | 1366 | 45.52 GPD per 1,000 SF | Assumes 40% hot water, 30,000 SF | EIA: Lodging
[19 empty] | Multifamily High-Rise | 3440 | 34.4 GPD per unit | Assumes 100 units | NY MF Baseline Study[5]
[19 empty] | Multifamily Low-Rise | 413 | 34.4 GPD per unit | Assumes 12 units | NY MF Baseline Study
[19 empty] | Refrigerated Warehouse | 86 | 0.93 GPD per 1,000 SF | Assumes 10% hot water, 92,000 SF | EIA: Warehouse and Storage
[19 empty] | Religious | 77 | 7.02 GPD per 1,000 SF | Assumes 10% hot water, 11,000 SF | EIA: Public Assembly
[19 empty] | Small Office | 110 | 1.1 GPD per person | Assumes 100 people | NREL: Office
[19 empty] | Small Retail | 27 | 3.43 GPD per 1,000 SF | Assumes 10% hot water, 8,000 SF | EIA: Mercantile
[19 empty] | University | 1000 | 0.5 GPD per student | Assumes 2,000 students | NREL: School
[19 empty] | Warehouse | 465 | 0.93 GPD per 1,000 SF | Assumes 10% hot water, 500,000 SF | EIA: Warehouse and Storage
[19 empty] | Other | Cal-culate | 4.89 GPD per 1,000 SF | Assumes 10% hot water | EIA: Other
229158482.7314
[1] U.S. Energy Information Administration, 2012 Commercial Buildings Energy Consumption Survey: Water Consumption in Large Buildings, Table WD1. Daily water consumption in large commercial buildings, 2012.
[2] National Renewable Energy Laboratory, Saving Energy in Commercial Buildings: Domestic Hot Water Assessment Guidelines, Table 1. Hot Water Use By Building Type, June 2011.
[3] Water Research Foundation: Residential End Uses of Water, Version 2, April 2016.
[4] Food Service Technology Center, Design Guide – Energy Efficient Heating, Delivery and Use, Table 1. Typical hot water system cost for restaurants, March 2010.
[5] Residential Statewide Baseline Study of New York State, July 2015. Volume 2: Multifamily Report, Table 8.

## CI_HVAC_ADVT
Characterization: | CI_HVAC_ADVT
C/I Advanced Thermostat
Assumptions:
▪ Existing heat pump presence unknown
▪ Existing A/C presence unknown
▪ Heating system input capacity:
▪ Early Replacement: 53,277 [Btu/h]
▪ New Construction: 33,427 [Btu/h]
Should we be assuming the fossil fuel capacities or some blend of HP and electric resistance?
helper row
[5 empty] | 2025 First Year Savings |  |  | Affected Fuel Adders |  | Mixed Baseline Scenario Adders | [17 empty] | Lifecycle Carbon Intensity - With Adder (gCO2e/MJ) | [25 empty] | Lifetime CO2e Reductions, Thermal Sector [g] | [25 empty] | Lifetime CO2e Reductions, Total [g]
Decision/Action Type | Heating Fuel | Lifetime CO2e Reductions, Thermal Sector [g] | Lifetime CO2e Reductions, Total [g] | Lifetime Credits | ΔCO2e | ΔCO2eheat | ΔCO2ecool | CI' | TDL | TDLelec | TDLng | CI' oil | CI' prop | CI' wood | ΔEheat [MJ] | ΔEcool [MJ] | Measure Life | EFLHheat | EFLHcool | Btuhin,heat | Btuhout,cool | COPcool | SFheat | SFcool | %CHP | %Cool | MJ/BTU | 2025 | 2026 | 2027 | 2028 | 2029 | 2030 | 2031 | 2032 | 2033 | 2034 | 2035 | 2036 | 2037 | 2038 | 2039 | 2040 | 2041 | 2042 | 2043 | 2044 | 2045 | 2046 | 2047 | 2048 | 2049 | 2050 | 2025 | 2026 | 2027 | 2028 | 2029 | 2030 | 2031 | 2032 | 2033 | 2034 | 2035 | 2036 | 2037 | 2038 | 2039 | 2040 | 2041 | 2042 | 2043 | 2044 | 2045 | 2046 | 2047 | 2048 | 2049 | 2050 | 2025 | 2026 | 2027 | 2028 | 2029 | 2030 | 2031 | 2032 | 2033 | 2034 | 2035 | 2036 | 2037 | 2038 | 2039 | 2040 | 2041 | 2042 | 2043 | 2044 | 2045 | 2046 | 2047 | 2048 | 2049 | 2050
Eartly Replacement | Oil | 3783498.6342 | 3842522.5004 | 3.7835 | 389013.2921 | 380422.9331 | 8590.3591 | 0.2149 | 0% | 4% | 1.4% | 0.2149 | 0.32764 | 1.3777 | 4558.0988 | 218.3497 | 10 | 1062 | 375 | 53277 | 41400 | 4.1 | 8% | 8% | 5% | 68% | 0.00106 | 83.4609 | 83.4609 | 82.9258 | 82.9258 | 82.9258 | 82.9258 | 82.9258 | 82.8367 | 82.8367 | 82.8367 | 0 | 0 | 0 | 0 | 0 | 0 | 0 | 0 | 0 | 0 | 0 | 0 | 0 | 0 | 0 | 0 | 380422.9331 | 380422.9331 | 377983.8979 | 377983.8979 | 377983.8979 | 377983.8979 | 377983.8979 | 377577.7595 | 377577.7595 | 377577.7595 | 0 | 0 | 0 | 0 | 0 | 0 | 0 | 0 | 0 | 0 | 0 | 0 | 0 | 0 | 0 | 0 | 389013.2921 | 388415.9649 | 385379.6025 | 384782.2753 | 384184.9481 | 383587.6209 | 382990.2937 | 381986.8281 | 381389.5009 | 380792.1737 | 0 | 0 | 0 | 0 | 0 | 0 | 0 | 0 | 0 | 0 | 0 | 0 | 0 | 0 | 0 | 0
| Propane | 3347008.7638 | 3406032.63 | 3.347 | 344002.3577 | 335411.9986 | 8590.3591 | 0.32764 | 0% | 4% | 1.4% | 0.2149 | 0.32764 | 1.3777 | 4558.0988 | 218.3497 | 10 | 1062 | 375 | 53277 | 41400 | 4.1 | 8% | 8% | 5% | 68% | 0.00106 | 73.5859 | 73.5772 | 73.5772 | 73.5772 | 73.5772 | 73.5772 | 73.2069 | 73.2069 | 73.2069 | 73.2069 | 0 | 0 | 0 | 0 | 0 | 0 | 0 | 0 | 0 | 0 | 0 | 0 | 0 | 0 | 0 | 0 | 335411.9986 | 335372.0922 | 335372.0922 | 335372.0922 | 335372.0922 | 335372.0922 | 333684.0761 | 333684.0761 | 333684.0761 | 333684.0761 | 0 | 0 | 0 | 0 | 0 | 0 | 0 | 0 | 0 | 0 | 0 | 0 | 0 | 0 | 0 | 0 | 344002.3577 | 343365.124 | 342767.7968 | 342170.4696 | 341573.1424 | 340975.8152 | 338690.4719 | 338093.1447 | 337495.8175 | 336898.4902 | 0 | 0 | 0 | 0 | 0 | 0 | 0 | 0 | 0 | 0 | 0 | 0 | 0 | 0 | 0 | 0
| Natural Gas | 2943578.8414 | 3002602.7076 | 2.9436 | 303209.0516 | 294618.6925 | 8590.3591 | 0 | 1.4% | 4% | 1.4% | 0.2149 | 0.32764 | 1.3777 | 4558.0988 | 218.3497 | 10 | 1062 | 375 | 53277 | 41400 | 4.1 | 8% | 8% | 5% | 68% | 0.00106 | 63.7314 | 63.7314 | 63.6651 | 63.6651 | 63.6651 | 63.6651 | 63.6651 | 63.6539 | 63.6539 | 63.6539 | 0 | 0 | 0 | 0 | 0 | 0 | 0 | 0 | 0 | 0 | 0 | 0 | 0 | 0 | 0 | 0 | 294618.6925 | 294618.6925 | 294312.1314 | 294312.1314 | 294312.1314 | 294312.1314 | 294312.1314 | 294260.2665 | 294260.2665 | 294260.2665 | 0 | 0 | 0 | 0 | 0 | 0 | 0 | 0 | 0 | 0 | 0 | 0 | 0 | 0 | 0 | 0 | 303209.0516 | 302611.7244 | 301707.836 | 301110.5088 | 300513.1816 | 299915.8544 | 299318.5272 | 298669.3351 | 298072.0079 | 297474.6807 | 0 | 0 | 0 | 0 | 0 | 0 | 0 | 0 | 0 | 0 | 0 | 0 | 0 | 0 | 0 | 0
| Electricity | 2615635.6089 | 2674659.475 | 2.6156 | 289217.3007 | 280626.9417 | 8590.3591 | 0 | 4% | 4% | 1.4% | 0.2149 | 0.32764 | 1.3777 | 4558.0988 | 218.3497 | 10 | 1062 | 375 | 53277 | 41400 | 4.1 | 8% | 8% | 5% | 68% | 0.00106 | 29.9299 | 27.3036 | 24.6774 | 22.0512 | 19.425 | 16.7988 | 14.1726 | 11.5463 | 11.5463 | 11.5463 | 0 | 0 | 0 | 0 | 0 | 0 | 0 | 0 | 0 | 0 | 0 | 0 | 0 | 0 | 0 | 0 | 280626.9417 | 276211.79 | 272096.9073 | 267982.0247 | 263855.5692 | 259300.1455 | 255185.2628 | 251070.3801 | 246955.4975 | 242351.0901 | 0 | 0 | 0 | 0 | 0 | 0 | 0 | 0 | 0 | 0 | 0 | 0 | 0 | 0 | 0 | 0 | 289217.3007 | 284204.8219 | 279492.612 | 274780.4021 | 270056.6194 | 264903.8685 | 260191.6586 | 255479.4487 | 250767.2389 | 245565.5043 | 0 | 0 | 0 | 0 | 0 | 0 | 0 | 0 | 0 | 0 | 0 | 0 | 0 | 0 | 0 | 0
| Wood, commercial | 1436559.7464 | 1495583.6125 | 1.4366 | 152942.6002 | 144352.2412 | 8590.3591 | 1.3777 | 0% | 4% | 1.4% | 0.2149 | 0.32764 | 1.3777 | 4558.0988 | 218.3497 | 10 | 1062 | 375 | 53277 | 41400 | 4.1 | 8% | 8% | 5% | 68% | 0.00106 | 31.6694 | 31.6694 | 31.5105 | 31.5105 | 31.5105 | 31.5105 | 31.5105 | 31.425 | 31.425 | 31.425 | 0 | 0 | 0 | 0 | 0 | 0 | 0 | 0 | 0 | 0 | 0 | 0 | 0 | 0 | 0 | 0 | 144352.2412 | 144352.2412 | 143628.011 | 143628.011 | 143628.011 | 143628.011 | 143628.011 | 143238.4029 | 143238.4029 | 143238.4029 | 0 | 0 | 0 | 0 | 0 | 0 | 0 | 0 | 0 | 0 | 0 | 0 | 0 | 0 | 0 | 0 | 152942.6002 | 152345.273 | 151023.7157 | 150426.3885 | 149829.0613 | 149231.734 | 148634.4068 | 147647.4715 | 147050.1443 | 146452.8171 | 0 | 0 | 0 | 0 | 0 | 0 | 0 | 0 | 0 | 0 | 0 | 0 | 0 | 0 | 0 | 0
| Unknown, commercial | 2615635.6089 | 2674659.475 | 2.6156 | 289217.3007 | 280626.9417 | 8590.3591 | 0 | 0% | 4% | 1.4% | 0.2149 | 0.32764 | 1.3777 | 4558.0988 | 218.3497 | 10 | 1062 | 375 | 53277 | 41400 | 4.1 | 8% | 8% | 5% | 68% | 0.00106 | blended | blended | blended | blended | blended | blended | blended | blended | blended | blended | blended | blended | blended | blended | blended | blended | blended | blended | blended | blended | blended | blended | blended | blended | blended | blended | 280626.9417 | 276211.79 | 272096.9073 | 267982.0247 | 263855.5692 | 259300.1455 | 255185.2628 | 251070.3801 | 246955.4975 | 242351.0901 | 0 | 0 | 0 | 0 | 0 | 0 | 0 | 0 | 0 | 0 | 0 | 0 | 0 | 0 | 0 | 0 | 289217.3007 | 284204.8219 | 279492.612 | 274780.4021 | 270056.6194 | 264903.8685 | 260191.6586 | 255479.4487 | 250767.2389 | 245565.5043 | 0 | 0 | 0 | 0 | 0 | 0 | 0 | 0 | 0 | 0 | 0 | 0 | 0 | 0 | 0 | 0
New Construction | Oil | 1416806.9368 | 1464822.3835 | 1.4168 | 149445.1851 | 142456.9962 | 6988.1889 | 0.2149 | 0% | 4% | 1.4% | 0.2149 | 0.32764 | 1.3777 | 1706.8715 | 177.6257 | 10 | 1062 | 375 | 33427 | 41400 | 5.04 | 5.6% | 8% | 19% | 68% | 0.00106 | 83.4609 | 83.4609 | 82.9258 | 82.9258 | 82.9258 | 82.9258 | 82.9258 | 82.8367 | 82.8367 | 82.8367 | 0 | 0 | 0 | 0 | 0 | 0 | 0 | 0 | 0 | 0 | 0 | 0 | 0 | 0 | 0 | 0 | 142456.9962 | 142456.9962 | 141543.6506 | 141543.6506 | 141543.6506 | 141543.6506 | 141543.6506 | 141391.5639 | 141391.5639 | 141391.5639 | 0 | 0 | 0 | 0 | 0 | 0 | 0 | 0 | 0 | 0 | 0 | 0 | 0 | 0 | 0 | 0 | 149445.1851 | 148959.2642 | 147559.9976 | 147074.0766 | 146588.1557 | 146102.2348 | 145616.3138 | 144978.3062 | 144492.3853 | 144006.4643 | 0 | 0 | 0 | 0 | 0 | 0 | 0 | 0 | 0 | 0 | 0 | 0 | 0 | 0 | 0 | 0
| Propane | 1253354.5516 | 1301369.9983 | 1.2534 | 132589.9381 | 125601.7492 | 6988.1889 | 0.32764 | 0% | 4% | 1.4% | 0.2149 | 0.32764 | 1.3777 | 1706.8715 | 177.6257 | 10 | 1062 | 375 | 33427 | 41400 | 5.04 | 5.6% | 8% | 19% | 68% | 0.00106 | 73.5859 | 73.5772 | 73.5772 | 73.5772 | 73.5772 | 73.5772 | 73.2069 | 73.2069 | 73.2069 | 73.2069 | 0 | 0 | 0 | 0 | 0 | 0 | 0 | 0 | 0 | 0 | 0 | 0 | 0 | 0 | 0 | 0 | 125601.7492 | 125586.8054 | 125586.8054 | 125586.8054 | 125586.8054 | 125586.8054 | 124954.6939 | 124954.6939 | 124954.6939 | 124954.6939 | 0 | 0 | 0 | 0 | 0 | 0 | 0 | 0 | 0 | 0 | 0 | 0 | 0 | 0 | 0 | 0 | 132589.9381 | 132089.0733 | 131603.1524 | 131117.2315 | 130631.3105 | 130145.3896 | 129027.3571 | 128541.4362 | 128055.5153 | 127569.5943 | 0 | 0 | 0 | 0 | 0 | 0 | 0 | 0 | 0 | 0 | 0 | 0 | 0 | 0 | 0 | 0
| Natural Gas | 1102282.1269 | 1150297.5736 | 1.1023 | 117314.0665 | 110325.8776 | 6988.1889 | 0 | 1.4% | 4% | 1.4% | 0.2149 | 0.32764 | 1.3777 | 1706.8715 | 177.6257 | 10 | 1062 | 375 | 33427 | 41400 | 5.04 | 5.6% | 8% | 19% | 68% | 0.00106 | 63.7314 | 63.7314 | 63.6651 | 63.6651 | 63.6651 | 63.6651 | 63.6651 | 63.6539 | 63.6539 | 63.6539 | 0 | 0 | 0 | 0 | 0 | 0 | 0 | 0 | 0 | 0 | 0 | 0 | 0 | 0 | 0 | 0 | 110325.8776 | 110325.8776 | 110211.0797 | 110211.0797 | 110211.0797 | 110211.0797 | 110211.0797 | 110191.6578 | 110191.6578 | 110191.6578 | 0 | 0 | 0 | 0 | 0 | 0 | 0 | 0 | 0 | 0 | 0 | 0 | 0 | 0 | 0 | 0 | 117314.0665 | 116828.1456 | 116227.4267 | 115741.5057 | 115255.5848 | 114769.6639 | 114283.7429 | 113778.4001 | 113292.4792 | 112806.5582 | 0 | 0 | 0 | 0 | 0 | 0 | 0 | 0 | 0 | 0 | 0 | 0 | 0 | 0 | 0 | 0
| Electricity | 979477.207 | 1027492.6537 | 0.97948 | 112074.5748 | 105086.3859 | 6988.1889 | 0 | 4% | 4% | 1.4% | 0.2149 | 0.32764 | 1.3777 | 1706.8715 | 177.6257 | 10 | 1062 | 375 | 33427 | 41400 | 5.04 | 5.6% | 8% | 19% | 68% | 0.00106 | 29.9299 | 27.3036 | 24.6774 | 22.0512 | 19.425 | 16.7988 | 14.1726 | 11.5463 | 11.5463 | 11.5463 | 0 | 0 | 0 | 0 | 0 | 0 | 0 | 0 | 0 | 0 | 0 | 0 | 0 | 0 | 0 | 0 | 105086.3859 | 103433.0438 | 101892.1435 | 100351.2432 | 98806.0092 | 97100.1394 | 95559.2391 | 94018.3387 | 92477.4384 | 90753.2257 | 0 | 0 | 0 | 0 | 0 | 0 | 0 | 0 | 0 | 0 | 0 | 0 | 0 | 0 | 0 | 0 | 112074.5748 | 109935.3118 | 107908.4905 | 105881.6693 | 103850.5143 | 101658.7236 | 99631.9023 | 97605.0811 | 95578.2598 | 93368.1262 | 0 | 0 | 0 | 0 | 0 | 0 | 0 | 0 | 0 | 0 | 0 | 0 | 0 | 0 | 0 | 0
| Wood, commercial | 537948.6054 | 585964.0521 | 0.53795 | 61043.7804 | 54055.5915 | 6988.1889 | 1.3777 | 0% | 4% | 1.4% | 0.2149 | 0.32764 | 1.3777 | 1706.8715 | 177.6257 | 10 | 1062 | 375 | 33427 | 41400 | 5.04 | 5.6% | 8% | 19% | 68% | 0.00106 | 31.6694 | 31.6694 | 31.5105 | 31.5105 | 31.5105 | 31.5105 | 31.5105 | 31.425 | 31.425 | 31.425 | 0 | 0 | 0 | 0 | 0 | 0 | 0 | 0 | 0 | 0 | 0 | 0 | 0 | 0 | 0 | 0 | 54055.5915 | 54055.5915 | 53784.389 | 53784.389 | 53784.389 | 53784.389 | 53784.389 | 53638.4924 | 53638.4924 | 53638.4924 | 0 | 0 | 0 | 0 | 0 | 0 | 0 | 0 | 0 | 0 | 0 | 0 | 0 | 0 | 0 | 0 | 61043.7804 | 60557.8595 | 59800.736 | 59314.8151 | 58828.8941 | 58342.9732 | 57857.0523 | 57225.2348 | 56739.3138 | 56253.3929 | 0 | 0 | 0 | 0 | 0 | 0 | 0 | 0 | 0 | 0 | 0 | 0 | 0 | 0 | 0 | 0
| Unknown, commercial | 979477.207 | 1027492.6537 | 0.97948 | 112074.5748 | 105086.3859 | 6988.1889 | 0 | 0% | 4% | 1.4% | 0.2149 | 0.32764 | 1.3777 | 1706.8715 | 177.6257 | 10 | 1062 | 375 | 33427 | 41400 | 5.04 | 5.6% | 8% | 19% | 68% | 0.00106 | blended | blended | blended | blended | blended | blended | blended | blended | blended | blended | blended | blended | blended | blended | blended | blended | blended | blended | blended | blended | blended | blended | blended | blended | blended | blended | 105086.3859 | 103433.0438 | 101892.1435 | 100351.2432 | 98806.0092 | 97100.1394 | 95559.2391 | 94018.3387 | 92477.4384 | 90753.2257 | 0 | 0 | 0 | 0 | 0 | 0 | 0 | 0 | 0 | 0 | 0 | 0 | 0 | 0 | 0 | 0 | 112074.5748 | 109935.3118 | 107908.4905 | 105881.6693 | 103850.5143 | 101658.7236 | 99631.9023 | 97605.0811 | 95578.2598 | 93368.1262 | 0 | 0 | 0 | 0 | 0 | 0 | 0 | 0 | 0 | 0 | 0 | 0 | 0 | 0 | 0 | 0
Table 36. Vermont Primary Heating Fuel Mix, C/I Buildings
[17 empty] | Heating Fuel | C/I Sector %
[17 empty] | Oil | 15%
[17 empty] | Propane | 29%
[17 empty] | Natural Gas | 22%
[17 empty] | Electricity | 33%
[17 empty] | Wood | 1%

## CI_HVAC_AWHC
Characterization: | CI_HVAC_AWHC
C/I Advanced Wood Heating – Central Pellet Systems
Assumptions:
▪ Proposed system efficiency is 86% HHV at full load
▪ Wood pellets only
▪ Baseline efficiencies:
▪ MOP: 75% HHV at full load
▪ Retrofit: 65% HHV at full load
▪ Efficient pellet system meets 90% of the annual heating load for Retrofits, and 100% for MOP
helper row
[7 empty] | 2025 First Year Savings | Affected Fuel Adders |  | Mixed Baseline Scenario Adders | [12 empty] | Lifecycle Carbon Intensity - With Adder (gCO2e/MJ) | [25 empty] | Lifetime CO2e Reductions, Total [g]
Decision/Action Type | Capacity Range | Assumed Capacity [Btu/h] | Fuel | Lifetime CO2e Reductions, Thermal Sector [g] | Lifetime CO2e Reductions, Total [g] | Lifetime Credits | ΔCO2e | CI' | TDL | TDLelec | TDLng | CI' oil | CI' prop | CI' wood | ΔEheat [MJ] | Measure Life | Btuh | %Pellet | EFLH | ηeff | ηbase | MJ/BTU | 2025 | 2026 | 2027 | 2028 | 2029 | 2030 | 2031 | 2032 | 2033 | 2034 | 2035 | 2036 | 2037 | 2038 | 2039 | 2040 | 2041 | 2042 | 2043 | 2044 | 2045 | 2046 | 2047 | 2048 | 2049 | 2050 | 2025 | 2026 | 2027 | 2028 | 2029 | 2030 | 2031 | 2032 | 2033 | 2034 | 2035 | 2036 | 2037 | 2038 | 2039 | 2040 | 2041 | 2042 | 2043 | 2044 | 2045 | 2046 | 2047 | 2048 | 2049 | 2050
MOP | 25,000 - 80,000 | 55000 | Wood pellets | 10539196.742 | 10539196.742 | 10.5392 | 606532.6703 | 1.9568 | 0% | 4% | 1.4% | 0.2149 | 0.32764 | 1.9568 | 10559.0791 | 18 | 55000 | 100% | 1062 | 86% | 75% | 0.00106 | 57.4418 | 57.4418 | 55.4773 | 55.4773 | 55.4773 | 55.4773 | 55.4773 | 55.1452 | 55.1452 | 55.1452 | 55.1452 | 55.1452 | 55.0384 | 55.0384 | 55.0384 | 55.0384 | 55.0384 | 54.9291 | 0 | 0 | 0 | 0 | 0 | 0 | 0 | 0 | 606532.6703 | 606532.6703 | 585788.7796 | 585788.7796 | 585788.7796 | 585788.7796 | 585788.7796 | 582282.2592 | 582282.2592 | 582282.2592 | 582282.2592 | 582282.2592 | 581154.9964 | 581154.9964 | 581154.9964 | 581154.9964 | 581154.9964 | 580001.2256 | 0 | 0 | 0 | 0 | 0 | 0 | 0 | 0
| 80,001 - 150,000 | 101000 | Wood pellets | 19353797.6536 | 19353797.6536 | 19.3538 | 1113814.5399 | 1.9568 | 0% | 4% | 1.4% | 0.2149 | 0.32764 | 1.9568 | 19390.3088 | 18 | 101000 | 100% | 1062 | 86% | 75% | 0.00106 | 57.4418 | 57.4418 | 55.4773 | 55.4773 | 55.4773 | 55.4773 | 55.4773 | 55.1452 | 55.1452 | 55.1452 | 55.1452 | 55.1452 | 55.0384 | 55.0384 | 55.0384 | 55.0384 | 55.0384 | 54.9291 | 0 | 0 | 0 | 0 | 0 | 0 | 0 | 0 | 1113814.5399 | 1113814.5399 | 1075721.2134 | 1075721.2134 | 1075721.2134 | 1075721.2134 | 1075721.2134 | 1069281.9669 | 1069281.9669 | 1069281.9669 | 1069281.9669 | 1069281.9669 | 1067211.9025 | 1067211.9025 | 1067211.9025 | 1067211.9025 | 1067211.9025 | 1065093.1598 | 0 | 0 | 0 | 0 | 0 | 0 | 0 | 0
| 150,001 - 340,000 | 207000 | Wood pellets | 39665704.1019 | 39665704.1019 | 39.6657 | 2282768.4135 | 1.9568 | 0% | 4% | 1.4% | 0.2149 | 0.32764 | 1.9568 | 39740.534 | 18 | 207000 | 100% | 1062 | 86% | 75% | 0.00106 | 57.4418 | 57.4418 | 55.4773 | 55.4773 | 55.4773 | 55.4773 | 55.4773 | 55.1452 | 55.1452 | 55.1452 | 55.1452 | 55.1452 | 55.0384 | 55.0384 | 55.0384 | 55.0384 | 55.0384 | 54.9291 | 0 | 0 | 0 | 0 | 0 | 0 | 0 | 0 | 2282768.4135 | 2282768.4135 | 2204695.9522 | 2204695.9522 | 2204695.9522 | 2204695.9522 | 2204695.9522 | 2191498.6846 | 2191498.6846 | 2191498.6846 | 2191498.6846 | 2191498.6846 | 2187256.0775 | 2187256.0775 | 2187256.0775 | 2187256.0775 | 2187256.0775 | 2182913.7037 | 0 | 0 | 0 | 0 | 0 | 0 | 0 | 0
Retrofit | 25,000 - 80,000 | 55000 | Wood pellets | 20894141.7928 | 20894141.7928 | 20.8941 | 1202461.6225 | 1.9568 | 0% | 4% | 1.4% | 0.2149 | 0.32764 | 1.9568 | 20933.5589 | 18 | 55000 | 90% | 1062 | 86% | 65% | 0.00106 | 57.4418 | 57.4418 | 55.4773 | 55.4773 | 55.4773 | 55.4773 | 55.4773 | 55.1452 | 55.1452 | 55.1452 | 55.1452 | 55.1452 | 55.0384 | 55.0384 | 55.0384 | 55.0384 | 55.0384 | 54.9291 | 0 | 0 | 0 | 0 | 0 | 0 | 0 | 0 | 1202461.6225 | 1202461.6225 | 1161336.4965 | 1161336.4965 | 1161336.4965 | 1161336.4965 | 1161336.4965 | 1154384.7586 | 1154384.7586 | 1154384.7586 | 1154384.7586 | 1154384.7586 | 1152149.9405 | 1152149.9405 | 1152149.9405 | 1152149.9405 | 1152149.9405 | 1149862.5697 | 0 | 0 | 0 | 0 | 0 | 0 | 0 | 0
| 80,001 - 150,000 | 101000 | Wood pellets | 38369242.2013 | 38369242.2013 | 38.3692 | 2208156.7977 | 1.9568 | 0% | 4% | 1.4% | 0.2149 | 0.32764 | 1.9568 | 38441.6263 | 18 | 101000 | 90% | 1062 | 86% | 65% | 0.00106 | 57.4418 | 57.4418 | 55.4773 | 55.4773 | 55.4773 | 55.4773 | 55.4773 | 55.1452 | 55.1452 | 55.1452 | 55.1452 | 55.1452 | 55.0384 | 55.0384 | 55.0384 | 55.0384 | 55.0384 | 54.9291 | 0 | 0 | 0 | 0 | 0 | 0 | 0 | 0 | 2208156.7977 | 2208156.7977 | 2132636.1118 | 2132636.1118 | 2132636.1118 | 2132636.1118 | 2132636.1118 | 2119870.193 | 2119870.193 | 2119870.193 | 2119870.193 | 2119870.193 | 2115766.2543 | 2115766.2543 | 2115766.2543 | 2115766.2543 | 2115766.2543 | 2111565.8097 | 0 | 0 | 0 | 0 | 0 | 0 | 0 | 0
| 150,001 - 340,000 | 207000 | Wood pellets | 78637951.8384 | 78637951.8384 | 78.638 | 4525628.2884 | 1.9568 | 0% | 4% | 1.4% | 0.2149 | 0.32764 | 1.9568 | 78786.3033 | 18 | 207000 | 90% | 1062 | 86% | 65% | 0.00106 | 57.4418 | 57.4418 | 55.4773 | 55.4773 | 55.4773 | 55.4773 | 55.4773 | 55.1452 | 55.1452 | 55.1452 | 55.1452 | 55.1452 | 55.0384 | 55.0384 | 55.0384 | 55.0384 | 55.0384 | 54.9291 | 0 | 0 | 0 | 0 | 0 | 0 | 0 | 0 | 4525628.2884 | 4525628.2884 | 4370848.2688 | 4370848.2688 | 4370848.2688 | 4370848.2688 | 4370848.2688 | 4344684.4551 | 4344684.4551 | 4344684.4551 | 4344684.4551 | 4344684.4551 | 4336273.4124 | 4336273.4124 | 4336273.4124 | 4336273.4124 | 4336273.4124 | 4327664.5804 | 0 | 0 | 0 | 0 | 0 | 0 | 0 | 0

## CI_HVAC_AWHS
Characterization: | CI_HVAC_AWHS
C/I Advanced Wood Heating - Pellet and Cordwood Stoves
Assumptions:
▪ Certified efficiency of new stove:
▪ Pellet stove: 77%
▪ Cordwood stove: 75%
▪ Existing stove efficiency is 52%
▪ Primary heating system capacity = 90,000 Btu/h
helper row
[5 empty] | 2025 First Year Savings | Affected Fuel Adders |  | Mixed Baseline Scenario Adders | [12 empty] | Lifecycle Carbon Intensity - With Adder (gCO2e/MJ) | [25 empty] | Lifetime CO2e Reductions, Total [g]
New Stove Type | Fuel | Lifetime CO2e Reductions, Thermal Sector [g] | Lifetime CO2e Reductions, Total [g] | Lifetime Credits | ΔCO2e | CI' | TDL | TDLelec | TDLng | CI' oil | CI' prop | CI' wood | Ehl [MJ] | Measure Life | Btuh | %Stove | EFLH | ηeff | ηbase | MJ/BTU | 2025 | 2026 | 2027 | 2028 | 2029 | 2030 | 2031 | 2032 | 2033 | 2034 | 2035 | 2036 | 2037 | 2038 | 2039 | 2040 | 2041 | 2042 | 2043 | 2044 | 2045 | 2046 | 2047 | 2048 | 2049 | 2050 | 2025 | 2026 | 2027 | 2028 | 2029 | 2030 | 2031 | 2032 | 2033 | 2034 | 2035 | 2036 | 2037 | 2038 | 2039 | 2040 | 2041 | 2042 | 2043 | 2044 | 2045 | 2046 | 2047 | 2048 | 2049 | 2050
Pellet | Wood Pellets | 53270134.5892 | 53270134.5892 | 53.2701 | 3065705.8378 | 1.9568 | 0% | 4% | 1.4% | 0.2149 | 0.32764 | 1.9568 | 85478.4 | 18 | 90000 | 64% | 1400 | 77% | 52% | 0.00106 | 57.4418 | 57.4418 | 55.4773 | 55.4773 | 55.4773 | 55.4773 | 55.4773 | 55.1452 | 55.1452 | 55.1452 | 55.1452 | 55.1452 | 55.0384 | 55.0384 | 55.0384 | 55.0384 | 55.0384 | 54.9291 | 0 | 0 | 0 | 0 | 0 | 0 | 0 | 0 | 3065705.8378 | 3065705.8378 | 2960856.3055 | 2960856.3055 | 2960856.3055 | 2960856.3055 | 2960856.3055 | 2943132.6765 | 2943132.6765 | 2943132.6765 | 2943132.6765 | 2943132.6765 | 2937434.9521 | 2937434.9521 | 2937434.9521 | 2937434.9521 | 2937434.9521 | 2931603.2433 | 0 | 0 | 0 | 0 | 0 | 0 | 0 | 0
Cordwood | Firewood, commercial | 30004626.1432 | 30004626.1432 | 30.0046 | 1672791.8536 | 0.79856 | 0% | 4% | 1.4% | 0.2149 | 0.32764 | 0.79856 | 86814 | 18 | 90000 | 65% | 1400 | 75% | 52% | 0.00106 | 32.673 | 32.673 | 32.5844 | 32.5844 | 32.5844 | 32.5844 | 32.5844 | 32.5262 | 32.5262 | 32.5262 | 32.5262 | 32.5262 | 32.5254 | 32.5254 | 32.5254 | 32.5254 | 32.5254 | 32.5246 | 0 | 0 | 0 | 0 | 0 | 0 | 0 | 0 | 1672791.8536 | 1672791.8536 | 1668254.816 | 1668254.816 | 1668254.816 | 1668254.816 | 1668254.816 | 1665277.7717 | 1665277.7717 | 1665277.7717 | 1665277.7717 | 1665277.7717 | 1665236.8901 | 1665236.8901 | 1665236.8901 | 1665236.8901 | 1665236.8901 | 1665195.0473 | 0 | 0 | 0 | 0 | 0 | 0 | 0 | 0

## CI_HVAC_HPDF
Characterization: | CI_HVAC_HPDF
C/I Air Source Heat Pump - Full Displacement
Assumptions:
▪ Heat pump meets NEEP minimum efficiency standards
▪ Existing A/C presence is unknown
helper row
[5 empty] | 2025 First Year Savings |  |  | Affected Fuel Adders |  | Mixed Baseline Scenario Adders | [20 empty] | Affected Fuel Lifecycle Carbon Intensity - With Adder (gCO2e/MJ) | [25 empty] | Lifetime CO2e Reductions per TonR [g CO2e/tonR], Thermal Sector | [25 empty] | Lifetime CO2e Reductions per TonR [g CO2e/tonR], Total
ASHP Type | Existing heating fuel | Lifetime CO2e Reductions per TonR [g CO2e/tonR], Thermal Sector | Lifetime CO2e Reductions per TonR [g CO2e/tonR], Total | Lifetime Credits per TonR | ΔCO2e | ΔCO2edirect | ΔCO2eHPcool | TDL | CI' | TDLelec | TDLng | CI' prop | CI' oil | CI' wood | ΔEbaseheat [MJ] | EHPheat | Ehl [MJ] | ΔEcool [MJ] | Measure Life | HCAP47F [btuh] | EFLHheat | HSPF2 | ηheat | SEER2 | CCAP [btuh] | EFLHcool | %Cool | Btu per Watt-hour | MJ/Wh | MJ/BTU | 2025 | 2026 | 2027 | 2028 | 2029 | 2030 | 2031 | 2032 | 2033 | 2034 | 2035 | 2036 | 2037 | 2038 | 2039 | 2040 | 2041 | 2042 | 2043 | 2044 | 2045 | 2046 | 2047 | 2048 | 2049 | 2050 | 2025 | 2026 | 2027 | 2028 | 2029 | 2030 | 2031 | 2032 | 2033 | 2034 | 2035 | 2036 | 2037 | 2038 | 2039 | 2040 | 2041 | 2042 | 2043 | 2044 | 2045 | 2046 | 2047 | 2048 | 2049 | 2050 | 2025 | 2026 | 2027 | 2028 | 2029 | 2030 | 2031 | 2032 | 2033 | 2034 | 2035 | 2036 | 2037 | 2038 | 2039 | 2040 | 2041 | 2042 | 2043 | 2044 | 2045 | 2046 | 2047 | 2048 | 2049 | 2050
Ducted | Natural Gas | 21860770.465 | 21665243.5076 | 21.8608 | 1174954.4181 | 1197431.7091 | -22477.291 | 1.4% | 0 | 4% | 1.4% | 0.32764 | 0.2149 | 1.3777 | 24298.0909 | 9474.867 | 21382.32 | -571.3276 | 16 | 12000 | 1681 | 7.7 | 0.88 | 14.3 | 12000 | 591 | 68% | 3.412 | 0.0036 | 0.00106 | 63.7174 | 63.7174 | 63.7174 | 63.7174 | 63.7174 | 63.6511 | 63.6511 | 63.6511 | 63.6511 | 63.6511 | 63.6399 | 63.6399 | 63.6399 | 63.6399 | 63.6399 | 63.6363 | 0 | 0 | 0 | 0 | 0 | 0 | 0 | 0 | 0 | 0 | 1197431.7091 | 1223351.584 | 1249271.4589 | 1275191.3339 | 1301111.2088 | 1325396.8824 | 1351316.7573 | 1377236.6323 | 1403156.5072 | 1429076.3821 | 1454719.7781 | 1454719.7781 | 1454719.7781 | 1454719.7781 | 1454719.7781 | 1454631.1183 | 0 | 0 | 0 | 0 | 0 | 0 | 0 | 0 | 0 | 0 | 1174954.4181 | 1202437.2425 | 1229920.067 | 1257402.8914 | 1284885.7158 | 1310734.339 | 1338217.1634 | 1365699.9878 | 1393182.8123 | 1420665.6367 | 1447871.9822 | 1447871.9822 | 1447871.9822 | 1447871.9822 | 1447871.9822 | 1447783.3224 | 0 | 0 | 0 | 0 | 0 | 0 | 0 | 0 | 0 | 0
| Propane | 25429581.6472 | 25234054.6898 | 25.4296 | 1406239.0028 | 1428716.2938 | -22477.291 | 0% | 0.32764 | 4% | 1.4% | 0.32764 | 0.2149 | 1.3777 | 24298.0909 | 9474.867 | 21382.32 | -571.3276 | 16 | 12000 | 1681 | 7.7 | 0.88 | 14.3 | 12000 | 591 | 68% | 3.412 | 0.0036 | 0.00106 | 74.1407 | 73.9136 | 73.9136 | 73.9136 | 73.9048 | 73.9048 | 73.9048 | 73.9048 | 73.9048 | 73.5345 | 73.5345 | 73.5345 | 73.5345 | 73.5345 | 73.4701 | 73.4701 | 0 | 0 | 0 | 0 | 0 | 0 | 0 | 0 | 0 | 0 | 1428716.2938 | 1449116.6537 | 1475036.5286 | 1500956.4035 | 1526663.5471 | 1552583.422 | 1578503.2969 | 1604423.1718 | 1630343.0468 | 1647264.5276 | 1673184.4026 | 1673184.4026 | 1673184.4026 | 1673184.4026 | 1671618.5726 | 1671618.5726 | 0 | 0 | 0 | 0 | 0 | 0 | 0 | 0 | 0 | 0 | 1406239.0028 | 1428202.3122 | 1455685.1366 | 1483167.9611 | 1510438.0541 | 1537920.8785 | 1565403.703 | 1592886.5274 | 1620369.3518 | 1638853.7822 | 1666336.6067 | 1666336.6067 | 1666336.6067 | 1666336.6067 | 1664770.7767 | 1664770.7767 | 0 | 0 | 0 | 0 | 0 | 0 | 0 | 0 | 0 | 0
| Oil | 31929032.0218 | 31733505.0643 | 31.929 | 1813627.4729 | 1836104.7639 | -22477.291 | 0% | 0.2149 | 4% | 1.4% | 0.32764 | 0.2149 | 1.3777 | 26397.9259 | 9474.867 | 21382.32 | -571.3276 | 16 | 12000 | 1681 | 7.7 | 0.81 | 14.3 | 12000 | 591 | 68% | 3.412 | 0.0036 | 0.00106 | 83.6758 | 83.6758 | 83.6758 | 83.6758 | 83.6758 | 83.1407 | 83.1407 | 83.1407 | 83.1407 | 83.1407 | 83.0516 | 83.0516 | 83.0516 | 83.0516 | 83.0516 | 83.0236 | 0 | 0 | 0 | 0 | 0 | 0 | 0 | 0 | 0 | 0 | 1836104.7639 | 1862024.6388 | 1887944.5138 | 1913864.3887 | 1939784.2636 | 1951578.6287 | 1977498.5036 | 2003418.3785 | 2029338.2534 | 2055258.1284 | 2078825.8799 | 2078825.8799 | 2078825.8799 | 2078825.8799 | 2078825.8799 | 2078088.1609 | 0 | 0 | 0 | 0 | 0 | 0 | 0 | 0 | 0 | 0 | 1813627.4729 | 1841110.2974 | 1868593.1218 | 1896075.9462 | 1923558.7707 | 1936916.0852 | 1964398.9096 | 1991881.7341 | 2019364.5585 | 2046847.3829 | 2071978.084 | 2071978.084 | 2071978.084 | 2071978.084 | 2071978.084 | 2071240.365 | 0 | 0 | 0 | 0 | 0 | 0 | 0 | 0 | 0 | 0
| Unknown, commercial | 16680711.9673 | 16485185.0099 | 16.6807 | 889232.0116 | 911709.3026 | -22477.291 | 0% | 0 | 4% | 1.4% | 0.32764 | 0.2149 | 1.3777 | blended | 9474.867 | 21382.32 | -571.3276 | 16 | 12000 | 1681 | 7.7 | blended | 14.3 | 12000 | 591 | 68% | 3.412 | 0.0036 | 0.00106 | blended | blended | blended | blended | blended | blended | blended | blended | blended | blended | blended | blended | blended | blended | blended | blended | blended | blended | blended | blended | blended | blended | blended | blended | blended | blended | 911709.3026 | 930754.4291 | 951400.215 | 972046.0009 | 992630.0946 | 1010752.231 | 1031398.0168 | 1052043.8027 | 1072689.5886 | 1090725.8402 | 1110933.6132 | 1110933.6132 | 1110933.6132 | 1110933.6132 | 1110479.5225 | 1110348.4706 | 0 | 0 | 0 | 0 | 0 | 0 | 0 | 0 | 0 | 0 | 889232.0116 | 909840.0876 | 932048.823 | 954257.5584 | 976404.6017 | 996089.6875 | 1018298.4229 | 1040507.1583 | 1062715.8937 | 1082315.0948 | 1104085.8173 | 1104085.8173 | 1104085.8173 | 1104085.8173 | 1103631.7266 | 1103500.6747 | 0 | 0 | 0 | 0 | 0 | 0 | 0 | 0 | 0 | 0
Non-Ducted | Natural Gas | 21774300.8893 | 21587898.5232 | 21.7743 | 1166063.0318 | 1187491.3825 | -21428.3507 | 1.4% | 0 | 4% | 1.4% | 0.32764 | 0.2149 | 1.3777 | 24298.0909 | 9727.5301 | 21382.32 | -544.6656 | 16 | 12000 | 1681 | 7.5 | 0.88 | 15 | 12000 | 591 | 68% | 3.412 | 0.0036 | 0.00106 | 63.7174 | 63.7174 | 63.7174 | 63.7174 | 63.7174 | 63.6511 | 63.6511 | 63.6511 | 63.6511 | 63.6511 | 63.6399 | 63.6399 | 63.6399 | 63.6399 | 63.6399 | 63.6363 | 0 | 0 | 0 | 0 | 0 | 0 | 0 | 0 | 0 | 0 | 1187491.3825 | 1214102.4541 | 1240713.5257 | 1267324.5973 | 1293935.6689 | 1318912.5391 | 1345523.6107 | 1372134.6823 | 1398745.7539 | 1425356.8255 | 1451691.4182 | 1451691.4182 | 1451691.4182 | 1451691.4182 | 1451691.4182 | 1451602.7584 | 0 | 0 | 0 | 0 | 0 | 0 | 0 | 0 | 0 | 0 | 1166063.0318 | 1194164.1152 | 1222265.1987 | 1250366.2821 | 1278467.3656 | 1304934.2477 | 1333035.3312 | 1361136.4146 | 1389237.4981 | 1417338.5815 | 1445163.1861 | 1445163.1861 | 1445163.1861 | 1445163.1861 | 1445163.1861 | 1445074.5263 | 0 | 0 | 0 | 0 | 0 | 0 | 0 | 0 | 0 | 0
| Propane | 25343112.0715 | 25156709.7054 | 25.3431 | 1397347.6165 | 1418775.9672 | -21428.3507 | 0% | 0.32764 | 4% | 1.4% | 0.32764 | 0.2149 | 1.3777 | 24298.0909 | 9727.5301 | 21382.32 | -544.6656 | 16 | 12000 | 1681 | 7.5 | 0.88 | 15 | 12000 | 591 | 68% | 3.412 | 0.0036 | 0.00106 | 74.1407 | 73.9136 | 73.9136 | 73.9136 | 73.9048 | 73.9048 | 73.9048 | 73.9048 | 73.9048 | 73.5345 | 73.5345 | 73.5345 | 73.5345 | 73.5345 | 73.4701 | 73.4701 | 0 | 0 | 0 | 0 | 0 | 0 | 0 | 0 | 0 | 0 | 1418775.9672 | 1439867.5237 | 1466478.5953 | 1493089.6669 | 1519488.0071 | 1546099.0787 | 1572710.1503 | 1599321.2219 | 1625932.2935 | 1643544.971 | 1670156.0426 | 1670156.0426 | 1670156.0426 | 1670156.0426 | 1668590.2126 | 1668590.2126 | 0 | 0 | 0 | 0 | 0 | 0 | 0 | 0 | 0 | 0 | 1397347.6165 | 1419929.1849 | 1448030.2683 | 1476131.3518 | 1504019.7038 | 1532120.7873 | 1560221.8708 | 1588322.9542 | 1616424.0377 | 1635526.7271 | 1663627.8105 | 1663627.8105 | 1663627.8105 | 1663627.8105 | 1662061.9806 | 1662061.9806 | 0 | 0 | 0 | 0 | 0 | 0 | 0 | 0 | 0 | 0
| Oil | 31842562.446 | 31656160.08 | 31.8426 | 1804736.0866 | 1826164.4373 | -21428.3507 | 0% | 0.2149 | 4% | 1.4% | 0.32764 | 0.2149 | 1.3777 | 26397.9259 | 9727.5301 | 21382.32 | -544.6656 | 16 | 12000 | 1681 | 7.5 | 0.81 | 15 | 12000 | 591 | 68% | 3.412 | 0.0036 | 0.00106 | 83.6758 | 83.6758 | 83.6758 | 83.6758 | 83.6758 | 83.1407 | 83.1407 | 83.1407 | 83.1407 | 83.1407 | 83.0516 | 83.0516 | 83.0516 | 83.0516 | 83.0516 | 83.0236 | 0 | 0 | 0 | 0 | 0 | 0 | 0 | 0 | 0 | 0 | 1826164.4373 | 1852775.5089 | 1879386.5805 | 1905997.6521 | 1932608.7237 | 1945094.2854 | 1971705.357 | 1998316.4286 | 2024927.5002 | 2051538.5717 | 2075797.52 | 2075797.52 | 2075797.52 | 2075797.52 | 2075797.52 | 2075059.8009 | 0 | 0 | 0 | 0 | 0 | 0 | 0 | 0 | 0 | 0 | 1804736.0866 | 1832837.17 | 1860938.2535 | 1889039.3369 | 1917140.4204 | 1931115.994 | 1959217.0774 | 1987318.1609 | 2015419.2443 | 2043520.3278 | 2069269.2879 | 2069269.2879 | 2069269.2879 | 2069269.2879 | 2069269.2879 | 2068531.5688 | 0 | 0 | 0 | 0 | 0 | 0 | 0 | 0 | 0 | 0
| Unknown, commercial | 16594242.3916 | 16407840.0255 | 16.5942 | 880340.6253 | 901768.976 | -21428.3507 | 0% | 0 | 4% | 1.4% | 0.32764 | 0.2149 | 1.3777 | blended | 9727.5301 | 21382.32 | -544.6656 | 16 | 12000 | 1681 | 7.5 | blended | 15 | 12000 | 591 | 68% | 3.412 | 0.0036 | 0.00106 | blended | blended | blended | blended | blended | blended | blended | blended | blended | blended | blended | blended | blended | blended | blended | blended | blended | blended | blended | blended | blended | blended | blended | blended | blended | blended | 901768.976 | 921505.2992 | 942842.2817 | 964179.2643 | 985454.5547 | 1004267.8877 | 1025604.8702 | 1046941.8528 | 1068278.8353 | 1087006.2836 | 1107905.2532 | 1107905.2532 | 1107905.2532 | 1107905.2532 | 1107451.1625 | 1107320.1107 | 0 | 0 | 0 | 0 | 0 | 0 | 0 | 0 | 0 | 0 | 880340.6253 | 901566.9603 | 924393.9547 | 947220.9491 | 969986.2514 | 990289.5963 | 1013116.5907 | 1035943.5851 | 1058770.5795 | 1078988.0396 | 1101377.0211 | 1101377.0211 | 1101377.0211 | 1101377.0211 | 1100922.9304 | 1100791.8786 | 0 | 0 | 0 | 0 | 0 | 0 | 0 | 0 | 0 | 0
Table 46. Vermont Heating Fuel Mix and Average Heating Efficiency, C/I Buildings
[19 empty] | Heating Fuel | C/I Sector % | Average Heating Efficiency (ηave)
[19 empty] | Oil | 15% | 0.81
[19 empty] | Propane | 29% | 0.88
[19 empty] | Natural Gas | 22% | 0.88
[19 empty] | Electricity | 33% | 3.66
[19 empty] | Wood | 1% | 0.75

## CI_HVAC_HPDP
Characterization: | CI_HVAC_HPDP
C/I Air Source Heat Pump - Partial Displacement
Assumptions:
▪ Heat pump meets ENERGY STAR min eff standards
▪ Existing A/C presence is unknown
helper row
[5 empty] | 2025 First Year Savings |  |  | Affected Fuel Adders |  | Mixed Baseline Scenario Adders | [21 empty] | Affected Fuel Lifecycle Carbon Intensity - With Adder (gCO2e/MJ) | [25 empty] | Lifetime CO2e Reductions per TonR [g CO2e/tonR], Thermal Sector | [25 empty] | Lifetime CO2e Reductions per TonR [g CO2e/tonR], Total
ASHP Type | Existing heating fuel | Lifetime CO2e Reductions per TonR [g CO2e/tonR], Thermal Sector | Lifetime CO2e Reductions per TonR [g CO2e/tonR], Total | Lifetime Credits per TonR | ΔCO2e | ΔCO2edirect | ΔCO2eHPcool | TDL | CI' | TDLelec | TDLng | CI' prop | CI' oil | CI' wood | ΔEbaseheat [MJ] | EHPheat | Ehl [MJ] | ΔEcool [MJ] | Measure Life | HCAP47F [btuh] | EFLHheat | HF | HSPF2 | ηheat | SEER2 | CCAP [btuh] | EFLHcool | %Cool | Btu per Watt-hour | MJ/Wh | MJ/BTU | 2025 | 2026 | 2027 | 2028 | 2029 | 2030 | 2031 | 2032 | 2033 | 2034 | 2035 | 2036 | 2037 | 2038 | 2039 | 2040 | 2041 | 2042 | 2043 | 2044 | 2045 | 2046 | 2047 | 2048 | 2049 | 2050 | 2025 | 2026 | 2027 | 2028 | 2029 | 2030 | 2031 | 2032 | 2033 | 2034 | 2035 | 2036 | 2037 | 2038 | 2039 | 2040 | 2041 | 2042 | 2043 | 2044 | 2045 | 2046 | 2047 | 2048 | 2049 | 2050 | 2025 | 2026 | 2027 | 2028 | 2029 | 2030 | 2031 | 2032 | 2033 | 2034 | 2035 | 2036 | 2037 | 2038 | 2039 | 2040 | 2041 | 2042 | 2043 | 2044 | 2045 | 2046 | 2047 | 2048 | 2049 | 2050
Split System | Natural Gas | 6789726.1367 | 6605776.4333 | 6.7897 | 351538.922 | 372685.3208 | -21146.3988 | 1.4% | 0 | 4% | 1.4% | 0.32764 | 0.2149 | 1.3777 | 7532.4082 | 2899.5522 | 6628.5192 | -537.4989 | 16 | 12000 | 1681 | 31% | 7.8 | 0.88 | 15.2 | 12000 | 591 | 68% | 3.412 | 0.0036 | 0.00106 | 63.7174 | 63.7174 | 63.7174 | 63.7174 | 63.7174 | 63.6511 | 63.6511 | 63.6511 | 63.6511 | 63.6511 | 63.6399 | 63.6399 | 63.6399 | 63.6399 | 63.6399 | 63.6363 | 0 | 0 | 0 | 0 | 0 | 0 | 0 | 0 | 0 | 0 | 372685.3208 | 380617.4671 | 388549.6135 | 396481.7598 | 404413.9062 | 411839.4501 | 419771.5964 | 427703.7428 | 435635.8891 | 443568.0355 | 451414.4733 | 451414.4733 | 451414.4733 | 451414.4733 | 451414.4733 | 451386.9888 | 0 | 0 | 0 | 0 | 0 | 0 | 0 | 0 | 0 | 0 | 351538.922 | 360941.4748 | 370344.0276 | 379746.5804 | 389149.1332 | 398045.0836 | 407447.6363 | 416850.1891 | 426252.7419 | 435655.2947 | 444972.139 | 444972.139 | 444972.139 | 444972.139 | 444972.139 | 444944.6545 | 0 | 0 | 0 | 0 | 0 | 0 | 0 | 0 | 0 | 0
| Propane | 7896057.6032 | 7712107.8998 | 7.8961 | 423237.1433 | 444383.5421 | -21146.3988 | 0% | 0.32764 | 4% | 1.4% | 0.32764 | 0.2149 | 1.3777 | 7532.4082 | 2899.5522 | 6628.5192 | -537.4989 | 16 | 12000 | 1681 | 31% | 7.8 | 0.88 | 15.2 | 12000 | 591 | 68% | 3.412 | 0.0036 | 0.00106 | 74.1407 | 73.9136 | 73.9136 | 73.9136 | 73.9048 | 73.9048 | 73.9048 | 73.9048 | 73.9048 | 73.5345 | 73.5345 | 73.5345 | 73.5345 | 73.5345 | 73.4701 | 73.4701 | 0 | 0 | 0 | 0 | 0 | 0 | 0 | 0 | 0 | 0 | 444383.5421 | 450604.6387 | 458536.7851 | 466468.9314 | 474335.131 | 482267.2774 | 490199.4237 | 498131.57 | 506063.7164 | 511206.3606 | 519138.5069 | 519138.5069 | 519138.5069 | 519138.5069 | 518653.0996 | 518653.0996 | 0 | 0 | 0 | 0 | 0 | 0 | 0 | 0 | 0 | 0 | 423237.1433 | 430928.6464 | 440331.1992 | 449733.752 | 459070.358 | 468472.9108 | 477875.4636 | 487278.0164 | 496680.5692 | 503293.6198 | 512696.1726 | 512696.1726 | 512696.1726 | 512696.1726 | 512210.7653 | 512210.7653 | 0 | 0 | 0 | 0 | 0 | 0 | 0 | 0 | 0 | 0
| Oil | 9910887.2193 | 9726937.5159 | 9.9109 | 549527.569 | 570673.9678 | -21146.3988 | 0% | 0.2149 | 4% | 1.4% | 0.32764 | 0.2149 | 1.3777 | 8183.357 | 2899.5522 | 6628.5192 | -537.4989 | 16 | 12000 | 1681 | 31% | 7.8 | 0.81 | 15.2 | 12000 | 591 | 68% | 3.412 | 0.0036 | 0.00106 | 83.6758 | 83.6758 | 83.6758 | 83.6758 | 83.6758 | 83.1407 | 83.1407 | 83.1407 | 83.1407 | 83.1407 | 83.0516 | 83.0516 | 83.0516 | 83.0516 | 83.0516 | 83.0236 | 0 | 0 | 0 | 0 | 0 | 0 | 0 | 0 | 0 | 0 | 570673.9678 | 578606.1141 | 586538.2605 | 594470.4068 | 602402.5532 | 605955.7914 | 613887.9378 | 621820.0841 | 629752.2304 | 637684.3768 | 644887.3649 | 644887.3649 | 644887.3649 | 644887.3649 | 644887.3649 | 644658.672 | 0 | 0 | 0 | 0 | 0 | 0 | 0 | 0 | 0 | 0 | 549527.569 | 558930.1218 | 568332.6746 | 577735.2274 | 587137.7802 | 592161.4249 | 601563.9777 | 610966.5305 | 620369.0833 | 629771.636 | 638445.0306 | 638445.0306 | 638445.0306 | 638445.0306 | 638445.0306 | 638216.3377 | 0 | 0 | 0 | 0 | 0 | 0 | 0 | 0 | 0 | 0
| Unknown, commercial | 5183908.0024 | 4999958.2991 | 5.1839 | 262862.2095 | 284008.6083 | -21146.3988 | 0% | 0 | 4% | 1.4% | 0.32764 | 0.2149 | 1.3777 | blended | 2899.5522 | 6628.5192 | -537.4989 | 16 | 12000 | 1681 | 31% | 7.8 | blended | 15.2 | 12000 | 591 | 68% | 3.412 | 0.0036 | 0.00106 | blended | blended | blended | blended | blended | blended | blended | blended | blended | blended | blended | blended | blended | blended | blended | blended | blended | blended | blended | blended | blended | blended | blended | blended | blended | blended | 284111.3748 | 289912.3491 | 296209.5279 | 302506.7066 | 308784.7608 | 314299.6081 | 320596.7869 | 326893.9656 | 333191.1443 | 338679.3674 | 344840.7622 | 344840.7622 | 344840.7622 | 344840.7622 | 344699.9941 | 344659.368 | 0 | 0 | 0 | 0 | 0 | 0 | 0 | 0 | 0 | 0 | 262964.976 | 270236.3568 | 278003.942 | 285771.5272 | 293519.9878 | 300505.2416 | 308272.8268 | 316040.412 | 323807.9971 | 330766.6267 | 338398.4279 | 338398.4279 | 338398.4279 | 338398.4279 | 338257.6598 | 338217.0337 | 0 | 0 | 0 | 0 | 0 | 0 | 0 | 0 | 0 | 0
Single Package | Natural Gas | 6707032.6762 | 6523082.9729 | 6.707 | 342032.6882 | 363179.087 | -21146.3988 | 1.4% | 0 | 4% | 1.4% | 0.32764 | 0.2149 | 1.3777 | 7532.4082 | 3141.1816 | 6628.5192 | -537.4989 | 16 | 12000 | 1681 | 31% | 7.2 | 0.88 | 15.2 | 12000 | 591 | 68% | 3.412 | 0.0036 | 0.00106 | 63.7174 | 63.7174 | 63.7174 | 63.7174 | 63.7174 | 63.6511 | 63.6511 | 63.6511 | 63.6511 | 63.6511 | 63.6399 | 63.6399 | 63.6399 | 63.6399 | 63.6399 | 63.6363 | 0 | 0 | 0 | 0 | 0 | 0 | 0 | 0 | 0 | 0 | 363179.087 | 371772.2455 | 380365.4041 | 388958.5626 | 397551.7211 | 405638.2773 | 414231.4358 | 422824.5943 | 431417.7529 | 440010.9114 | 448518.3615 | 448518.3615 | 448518.3615 | 448518.3615 | 448518.3615 | 448490.8769 | 0 | 0 | 0 | 0 | 0 | 0 | 0 | 0 | 0 | 0 | 342032.6882 | 352096.2532 | 362159.8182 | 372223.3832 | 382286.9482 | 391843.9107 | 401907.4757 | 411971.0407 | 422034.6057 | 432098.1706 | 442076.0272 | 442076.0272 | 442076.0272 | 442076.0272 | 442076.0272 | 442048.5426 | 0 | 0 | 0 | 0 | 0 | 0 | 0 | 0 | 0 | 0
| Propane | 7813364.1427 | 7629414.4394 | 7.8134 | 413730.9095 | 434877.3083 | -21146.3988 | 0% | 0.32764 | 4% | 1.4% | 0.32764 | 0.2149 | 1.3777 | 7532.4082 | 3141.1816 | 6628.5192 | -537.4989 | 16 | 12000 | 1681 | 31% | 7.2 | 0.88 | 15.2 | 12000 | 591 | 68% | 3.412 | 0.0036 | 0.00106 | 74.1407 | 73.9136 | 73.9136 | 73.9136 | 73.9048 | 73.9048 | 73.9048 | 73.9048 | 73.9048 | 73.5345 | 73.5345 | 73.5345 | 73.5345 | 73.5345 | 73.4701 | 73.4701 | 0 | 0 | 0 | 0 | 0 | 0 | 0 | 0 | 0 | 0 | 434877.3083 | 441759.4171 | 450352.5757 | 458945.7342 | 467472.946 | 476066.1045 | 484659.2631 | 493252.4216 | 501845.5801 | 507649.2365 | 516242.395 | 516242.395 | 516242.395 | 516242.395 | 515756.9878 | 515756.9878 | 0 | 0 | 0 | 0 | 0 | 0 | 0 | 0 | 0 | 0 | 413730.9095 | 422083.4248 | 432146.9898 | 442210.5548 | 452208.173 | 462271.738 | 472335.303 | 482398.868 | 492462.4329 | 499736.4958 | 509800.0607 | 509800.0607 | 509800.0607 | 509800.0607 | 509314.6534 | 509314.6534 | 0 | 0 | 0 | 0 | 0 | 0 | 0 | 0 | 0 | 0
| Oil | 9828193.7588 | 9644244.0555 | 9.8282 | 540021.3352 | 561167.734 | -21146.3988 | 0% | 0.2149 | 4% | 1.4% | 0.32764 | 0.2149 | 1.3777 | 8183.357 | 3141.1816 | 6628.5192 | -537.4989 | 16 | 12000 | 1681 | 31% | 7.2 | 0.81 | 15.2 | 12000 | 591 | 68% | 3.412 | 0.0036 | 0.00106 | 83.6758 | 83.6758 | 83.6758 | 83.6758 | 83.6758 | 83.1407 | 83.1407 | 83.1407 | 83.1407 | 83.1407 | 83.0516 | 83.0516 | 83.0516 | 83.0516 | 83.0516 | 83.0236 | 0 | 0 | 0 | 0 | 0 | 0 | 0 | 0 | 0 | 0 | 561167.734 | 569760.8925 | 578354.0511 | 586947.2096 | 595540.3681 | 599754.6186 | 608347.7771 | 616940.9357 | 625534.0942 | 634127.2527 | 641991.253 | 641991.253 | 641991.253 | 641991.253 | 641991.253 | 641762.5601 | 0 | 0 | 0 | 0 | 0 | 0 | 0 | 0 | 0 | 0 | 540021.3352 | 550084.9002 | 560148.4652 | 570212.0302 | 580275.5952 | 585960.2521 | 596023.817 | 606087.382 | 616150.947 | 626214.512 | 635548.9187 | 635548.9187 | 635548.9187 | 635548.9187 | 635548.9187 | 635320.2258 | 0 | 0 | 0 | 0 | 0 | 0 | 0 | 0 | 0 | 0
| Unknown, commercial | 5101214.542 | 4917264.8386 | 5.1012 | 253355.9757 | 274502.3745 | -21146.3988 | 0% | 0 | 4% | 1.4% | 0.32764 | 0.2149 | 1.3777 | blended | 3141.1816 | 6628.5192 | -537.4989 | 16 | 12000 | 1681 | 31% | 7.2 | blended | 15.2 | 12000 | 591 | 68% | 3.412 | 0.0036 | 0.00106 | blended | blended | blended | blended | blended | blended | blended | blended | blended | blended | blended | blended | blended | blended | blended | blended | blended | blended | blended | blended | blended | blended | blended | blended | blended | blended | 274605.141 | 281067.1275 | 288025.3184 | 294983.5094 | 301922.5757 | 308098.4353 | 315056.6262 | 322014.8172 | 328973.0081 | 335122.2434 | 341944.6503 | 341944.6503 | 341944.6503 | 341944.6503 | 341803.8822 | 341763.2561 | 0 | 0 | 0 | 0 | 0 | 0 | 0 | 0 | 0 | 0 | 253458.7422 | 261391.1352 | 269819.7326 | 278248.3299 | 286657.8028 | 294304.0688 | 302732.6662 | 311161.2635 | 319589.8609 | 327209.5026 | 335502.316 | 335502.316 | 335502.316 | 335502.316 | 335361.5479 | 335320.9218 | 0 | 0 | 0 | 0 | 0 | 0 | 0 | 0 | 0 | 0
Table 48. Vermont Heating Fuel Mix and Average Heating Efficiency, C/I Buildings
[19 empty] | Heating Fuel | C/I Sector % | Average Heating Efficiency (ηave)
[19 empty] | Oil | 15% | 0.81
[19 empty] | Propane | 29% | 0.88
[19 empty] | Natural Gas | 22% | 0.88
[19 empty] | Electricity | 33% | 3.66
[19 empty] | Wood | 1% | 0.75

## CI_HVAC_AWHP
Characterization: | CI_HVAC_AWHP
C/I Air-to-Water Heat Pump
Assumptions:
▪ AWHP COPheat = 2.83
▪ Existing A/C system presence is unknown
helper row
|  |  |  | 2025 First Year Savings |  |  |  |  | Affected Fuel Adders |  | Mixed Baseline Scenario Adders | [17 empty] | Affected Fuel Lifecycle Carbon Intensity - With Adder (gCO2e/MJ) | [25 empty] | Lifetime CO2e Reductions per TonR [g CO2e/tonR], Thermal Sector | [25 empty] | Lifetime CO2e Reductions per TonR [g CO2e/tonR], Total
Existing heating fuel | Lifetime CO2e Reductions per TonR [g CO2e/tonR], Thermal Sector | Lifetime CO2e Reductions per TonR [g CO2e/tonR], Total | Lifetime Credits per TonR | ΔCO2e | ΔCO2edirect | ΔCO2ebase | ΔCO2eHPheat | ΔCO2ecool | TDL | CI' | TDLelec | TDLng | CI' prop | CI' oil | CI' wood | ΔEbaseheat [MJ] | ΔEHPheat | ΔEcool [MJ] | Ehl [MJ] | Measure Life | HCAP47F [btuh] | EFLHheat | COPhp | ηheat | % Cool | CCAP47F [btuh] | EFLHcool | MJ/BTU | 2025 | 2026 | 2027 | 2028 | 2029 | 2030 | 2031 | 2032 | 2033 | 2034 | 2035 | 2036 | 2037 | 2038 | 2039 | 2040 | 2041 | 2042 | 2043 | 2044 | 2045 | 2046 | 2047 | 2048 | 2049 | 2050 | 2025 | 2026 | 2027 | 2028 | 2029 | 2030 | 2031 | 2032 | 2033 | 2034 | 2035 | 2036 | 2037 | 2038 | 2039 | 2040 | 2041 | 2042 | 2043 | 2044 | 2045 | 2046 | 2047 | 2048 | 2049 | 2050 | 2025 | 2026 | 2027 | 2028 | 2029 | 2030 | 2031 | 2032 | 2033 | 2034 | 2035 | 2036 | 2037 | 2038 | 2039 | 2040 | 2041 | 2042 | 2043 | 2044 | 2045 | 2046 | 2047 | 2048 | 2049 | 2050
Natural Gas | 22519638.581 | 22252191.9613 | 22.5196 | 1242080.9982 | 1273173.5431 | 1570193.9564 | 297020.4132 | -31092.5449 | 1.4% | 0 | 4% | 1.4% | 0.32764 | 0.2149 | 1.3777 | 24298.0909 | 7549.6618 | -849.3706 | 21382.32 | 16 | 12000 | 1681 | 2.8322 | 0.88 | 68% | 12000 | 591 | 0.00106 | 63.7174 | 63.7174 | 63.7174 | 63.7174 | 63.7174 | 63.6511 | 63.6511 | 63.6511 | 63.6511 | 63.6511 | 63.6399 | 63.6399 | 63.6399 | 63.6399 | 63.6399 | 63.6363 | 0 | 0 | 0 | 0 | 0 | 0 | 0 | 0 | 0 | 0 | 1273173.5431 | 1293826.7397 | 1314479.9363 | 1335133.1328 | 1355786.3294 | 1374805.3246 | 1395458.5212 | 1416111.7177 | 1436764.9143 | 1457418.1108 | 1477794.8285 | 1477794.8285 | 1477794.8285 | 1477794.8285 | 1477794.8285 | 1477706.1687 | 0 | 0 | 0 | 0 | 0 | 0 | 0 | 0 | 0 | 0 | 1242080.9982 | 1265057.7715 | 1288034.5449 | 1311011.3182 | 1333988.0915 | 1355330.6635 | 1378307.4368 | 1401284.2101 | 1424260.9834 | 1447237.7567 | 1467614.4744 | 1467614.4744 | 1467614.4744 | 1467614.4744 | 1467614.4744 | 1467525.8146 | 0 | 0 | 0 | 0 | 0 | 0 | 0 | 0 | 0 | 0
Propane | 26088449.7632 | 25821003.1436 | 26.0884 | 1473365.5829 | 1504458.1279 | 1801478.5411 | 297020.4132 | -31092.5449 | 0% | 0.32764 | 4% | 1.4% | 0.32764 | 0.2149 | 1.3777 | 24298.0909 | 7549.6618 | -849.3706 | 21382.32 | 16 | 12000 | 1681 | 2.8322 | 0.88 | 68% | 12000 | 591 | 0.00106 | 74.1407 | 73.9136 | 73.9136 | 73.9136 | 73.9048 | 73.9048 | 73.9048 | 73.9048 | 73.9048 | 73.5345 | 73.5345 | 73.5345 | 73.5345 | 73.5345 | 73.4701 | 73.4701 | 0 | 0 | 0 | 0 | 0 | 0 | 0 | 0 | 0 | 0 | 1504458.1279 | 1519591.8094 | 1540245.0059 | 1560898.2025 | 1581338.6676 | 1601991.8642 | 1622645.0607 | 1643298.2573 | 1663951.4539 | 1675606.2564 | 1696259.4529 | 1696259.4529 | 1696259.4529 | 1696259.4529 | 1694693.6229 | 1694693.6229 | 0 | 0 | 0 | 0 | 0 | 0 | 0 | 0 | 0 | 0 | 1473365.5829 | 1490822.8412 | 1513799.6145 | 1536776.3878 | 1559540.4297 | 1582517.2031 | 1605493.9764 | 1628470.7497 | 1651447.523 | 1665425.9023 | 1686079.0988 | 1686079.0988 | 1686079.0988 | 1686079.0988 | 1684513.2689 | 1684513.2689 | 0 | 0 | 0 | 0 | 0 | 0 | 0 | 0 | 0 | 0
Oil | 32587900.1378 | 32320453.5181 | 32.5879 | 1880754.053 | 1911846.598 | 2208867.0112 | 297020.4132 | -31092.5449 | 0% | 0.2149 | 4% | 1.4% | 0.32764 | 0.2149 | 1.3777 | 26397.9259 | 7549.6618 | -849.3706 | 21382.32 | 16 | 12000 | 1681 | 2.8322 | 0.81 | 68% | 12000 | 591 | 0.00106 | 83.6758 | 83.6758 | 83.6758 | 83.6758 | 83.6758 | 83.1407 | 83.1407 | 83.1407 | 83.1407 | 83.1407 | 83.0516 | 83.0516 | 83.0516 | 83.0516 | 83.0516 | 83.0236 | 0 | 0 | 0 | 0 | 0 | 0 | 0 | 0 | 0 | 0 | 1911846.598 | 1932499.7945 | 1953152.9911 | 1973806.1876 | 1994459.3842 | 2000987.0709 | 2021640.2674 | 2042293.464 | 2062946.6605 | 2083599.8571 | 2101900.9303 | 2101900.9303 | 2101900.9303 | 2101900.9303 | 2101900.9303 | 2101163.2112 | 0 | 0 | 0 | 0 | 0 | 0 | 0 | 0 | 0 | 0 | 1880754.053 | 1903730.8264 | 1926707.5997 | 1949684.373 | 1972661.1463 | 1981512.4097 | 2004489.183 | 2027465.9564 | 2050442.7297 | 2073419.503 | 2091720.5762 | 2091720.5762 | 2091720.5762 | 2091720.5762 | 2091720.5762 | 2090982.8571 | 0 | 0 | 0 | 0 | 0 | 0 | 0 | 0 | 0 | 0
Unknown, commercial | 17339580.0833 | 17072133.4637 | 17.3396 | 956027.0869 | 987119.6319 | 1284140.0451 | 297020.4132 | -31092.5449 | 0% | 0 | 4% | 1.4% | 0.32764 | 0.2149 | 1.3777 | blended | 7549.6618 | -849.3706 | 21382.32 | 16 | 12000 | 1681 | 2.8322 | blended | 68% | 12000 | 591 | 0.00106 | blended | blended | blended | blended | blended | blended | blended | blended | blended | blended | blended | blended | blended | blended | blended | blended | blended | blended | blended | blended | blended | blended | blended | blended | blended | blended | 987451.1367 | 1001229.5848 | 1016608.6923 | 1031987.7998 | 1047305.2152 | 1060160.6732 | 1075539.7807 | 1090918.8882 | 1106297.9957 | 1119067.5689 | 1134008.6635 | 1134008.6635 | 1134008.6635 | 1134008.6635 | 1133554.5728 | 1133423.521 | 0 | 0 | 0 | 0 | 0 | 0 | 0 | 0 | 0 | 0 | 956358.5918 | 972460.6166 | 990163.3009 | 1007865.9852 | 1025506.9773 | 1040686.012 | 1058388.6963 | 1076091.3806 | 1093794.0648 | 1108887.2148 | 1123828.3094 | 1123828.3094 | 1123828.3094 | 1123828.3094 | 1123374.2187 | 1123243.1669 | 0 | 0 | 0 | 0 | 0 | 0 | 0 | 0 | 0 | 0
Table 50. Vermont Heating Fuel Mix and Average Heating Efficiency, C/I Buildings
[20 empty] | Heating Fuel | Fuel % | Average Heating Efficiency (ηave,fuel)
[20 empty] | Oil | 15% | 0.81
[20 empty] | Propane | 29% | 0.88
[20 empty] | Natural Gas | 22% | 0.88
[20 empty] | Electricity | 33% | 3.66
[20 empty] | Wood | 1% | 0.75
Table 51. Default AWHP Efficiency
[20 empty] | Rated Heating Capacity, tons | COP
[20 empty] | 2 | 2.75
[20 empty] | 2.5 | 2.76
[20 empty] | 3 | 2.78
[20 empty] | 3.5 | 2.9
[20 empty] | 4 | 3.03
[20 empty] | 4.5 | 2.87
[20 empty] | 5 | 2.71
[20 empty] | 5.5 | 2.8
[20 empty] | 6 | 2.89
[20 empty] | Overall Average | 2.8322

## CI_HVAC_GSHP
Characterization: | CI_HVAC_GSHP
C/I Ground Source Heat Pump
Assumptions:
▪ Installed GSHP is ENERGY STAR-qualified and meets ENERGY STAR minimum heating (COP) and cooling (EER) efficiencies
▪ Existing A/C presence is unknown
helper row
[5 empty] | 2025 First Year Savings |  |  | Affected Fuel Adders |  | Mixed Baseline Scenario Adders | [19 empty] | Affected Fuel Lifecycle Carbon Intensity - With Adder (gCO2e/MJ) | [25 empty] | Lifetime CO2e Reductions per TonR [g CO2e/tonR], Thermal Sector | [25 empty] | Lifetime CO2e Reductions per TonR [g CO2e/tonR], Total
GSHP Type | Existing heating fuel | Lifetime CO2e Reductions per TonR [g CO2e/tonR], Thermal Sector | Lifetime CO2e Reductions per TonR [g CO2e/tonR], Total | Lifetime Credits per TonR | ΔCO2e | ΔCO2edirect | ΔCO2eHPcool | TDL | CI' | TDLelec | TDLng | CI' prop | CI' oil | CI' wood | ΔEbaseheat [MJ] | EHPheat | Ehl [MJ] | ΔEcool [MJ] | Measure Life | HCAP47F [btuh] | EFLHheat | COP47F | ηheat | CCAP [btuh] | EER [btuh/W] | EFLHcool | %Cool | MJ/Wh | MJ/BTU | 2025 | 2026 | 2027 | 2028 | 2029 | 2030 | 2031 | 2032 | 2033 | 2034 | 2035 | 2036 | 2037 | 2038 | 2039 | 2040 | 2041 | 2042 | 2043 | 2044 | 2045 | 2046 | 2047 | 2048 | 2049 | 2050 | 2025 | 2026 | 2027 | 2028 | 2029 | 2030 | 2031 | 2032 | 2033 | 2034 | 2035 | 2036 | 2037 | 2038 | 2039 | 2040 | 2041 | 2042 | 2043 | 2044 | 2045 | 2046 | 2047 | 2048 | 2049 | 2050 | 2025 | 2026 | 2027 | 2028 | 2029 | 2030 | 2031 | 2032 | 2033 | 2034 | 2035 | 2036 | 2037 | 2038 | 2039 | 2040 | 2041 | 2042 | 2043 | 2044 | 2045 | 2046 | 2047 | 2048 | 2049 | 2050
Water-to-Air, Closed Loop | Natural Gas | 36543266.5084 | 36328216.9865 | 36.5433 | 1317722.7645 | 1336519.5634 | -18796.7989 | 1.4% | 0 | 4% | 1.4% | 0.32764 | 0.2149 | 1.3777 | 24298.0909 | 5939.5333 | 21382.32 | -477.7768 | 25 | 12000 | 1681 | 3.6 | 0.88 | 12000 | 17.1 | 591 | 68% | 0.0036 | 0.00106 | 63.7174 | 63.7174 | 63.7174 | 63.7174 | 63.7174 | 63.6511 | 63.6511 | 63.6511 | 63.6511 | 63.6511 | 63.6399 | 63.6399 | 63.6399 | 63.6399 | 63.6399 | 63.6363 | 63.6363 | 63.6363 | 63.6363 | 63.6363 | 63.6326 | 63.6326 | 63.6326 | 63.6326 | 63.6326 | 0 | 1336519.5634 | 1352768.0196 | 1369016.4757 | 1385264.9319 | 1401513.3881 | 1416127.643 | 1432376.0991 | 1448624.5553 | 1464873.0115 | 1481121.4677 | 1497093.4449 | 1497093.4449 | 1497093.4449 | 1497093.4449 | 1497093.4449 | 1497004.7852 | 1497004.7852 | 1497004.7852 | 1497004.7852 | 1497004.7852 | 1496914.0405 | 1496914.0405 | 1496914.0405 | 1496914.0405 | 1496914.0405 | 0 | 1317722.7645 | 1335278.2486 | 1352833.7327 | 1370389.2169 | 1387944.701 | 1403865.9838 | 1421421.468 | 1438976.9521 | 1456532.4362 | 1474087.9203 | 1491366.9256 | 1491366.9256 | 1491366.9256 | 1491366.9256 | 1491366.9256 | 1491278.2658 | 1491278.2658 | 1491278.2658 | 1491278.2658 | 1491278.2658 | 1491187.5211 | 1491187.5211 | 1491187.5211 | 1491187.5211 | 1491187.5211 | 0
| Propane | 42062123.5423 | 41847074.0204 | 42.0621 | 1549007.3492 | 1567804.1481 | -18796.7989 | 0% | 0.32764 | 4% | 1.4% | 0.32764 | 0.2149 | 1.3777 | 24298.0909 | 5939.5333 | 21382.32 | -477.7768 | 25 | 12000 | 1681 | 3.6 | 0.88 | 12000 | 17.1 | 591 | 68% | 0.0036 | 0.00106 | 74.1407 | 73.9136 | 73.9136 | 73.9136 | 73.9048 | 73.9048 | 73.9048 | 73.9048 | 73.9048 | 73.5345 | 73.5345 | 73.5345 | 73.5345 | 73.5345 | 73.4701 | 73.4701 | 73.4701 | 73.4701 | 73.4701 | 73.4507 | 73.4507 | 73.4507 | 73.4507 | 73.4507 | 73.431 | 0 | 1567804.1481 | 1578533.0892 | 1594781.5454 | 1611030.0016 | 1627065.7264 | 1643314.1825 | 1659562.6387 | 1675811.0949 | 1692059.5511 | 1699309.6132 | 1715558.0694 | 1715558.0694 | 1715558.0694 | 1715558.0694 | 1713992.2394 | 1713992.2394 | 1713992.2394 | 1713992.2394 | 1713992.2394 | 1713523.1068 | 1713523.1068 | 1713523.1068 | 1713523.1068 | 1713523.1068 | 1713042.9424 | 0 | 1549007.3492 | 1561043.3183 | 1578598.8024 | 1596154.2865 | 1613497.0393 | 1631052.5234 | 1648608.0075 | 1666163.4917 | 1683718.9758 | 1692276.0659 | 1709831.55 | 1709831.55 | 1709831.55 | 1709831.55 | 1708265.72 | 1708265.72 | 1708265.72 | 1708265.72 | 1708265.72 | 1707796.5875 | 1707796.5875 | 1707796.5875 | 1707796.5875 | 1707796.5875 | 1707316.423 | 0
| Oil | 52219319.837 | 52004270.3151 | 52.2193 | 1956395.8193 | 1975192.6182 | -18796.7989 | 0% | 0.2149 | 4% | 1.4% | 0.32764 | 0.2149 | 1.3777 | 26397.9259 | 5939.5333 | 21382.32 | -477.7768 | 25 | 12000 | 1681 | 3.6 | 0.81 | 12000 | 17.1 | 591 | 68% | 0.0036 | 0.00106 | 83.6758 | 83.6758 | 83.6758 | 83.6758 | 83.6758 | 83.1407 | 83.1407 | 83.1407 | 83.1407 | 83.1407 | 83.0516 | 83.0516 | 83.0516 | 83.0516 | 83.0516 | 83.0236 | 83.0236 | 83.0236 | 83.0236 | 83.0236 | 82.995 | 82.995 | 82.995 | 82.995 | 82.995 | 0 | 1975192.6182 | 1991441.0744 | 2007689.5306 | 2023937.9867 | 2040186.4429 | 2042309.3892 | 2058557.8454 | 2074806.3016 | 2091054.7577 | 2107303.2139 | 2121199.5467 | 2121199.5467 | 2121199.5467 | 2121199.5467 | 2121199.5467 | 2120461.8277 | 2120461.8277 | 2120461.8277 | 2120461.8277 | 2120461.8277 | 2119706.7609 | 2119706.7609 | 2119706.7609 | 2119706.7609 | 2119706.7609 | 0 | 1956395.8193 | 1973951.3034 | 1991506.7876 | 2009062.2717 | 2026617.7558 | 2030047.7301 | 2047603.2142 | 2065158.6983 | 2082714.1825 | 2100269.6666 | 2115473.0274 | 2115473.0274 | 2115473.0274 | 2115473.0274 | 2115473.0274 | 2114735.3083 | 2114735.3083 | 2114735.3083 | 2114735.3083 | 2114735.3083 | 2113980.2415 | 2113980.2415 | 2113980.2415 | 2113980.2415 | 2113980.2415 | 0
| Unknown, commercial | 28263491.6981 | 28048442.1762 | 28.2635 | 1031668.8532 | 1050465.6521 | -18796.7989 | 0% | 0 | 4% | 1.4% | 0.32764 | 0.2149 | 1.3777 | blended | 5939.5333 | 21382.32 | -477.7768 | 25 | 12000 | 1681 | 3.6 | blended | 12000 | 17.1 | 591 | 68% | 0.0036 | 0.00106 | blended | blended | blended | blended | blended | blended | blended | blended | blended | blended | blended | blended | blended | blended | blended | blended | blended | blended | blended | blended | blended | blended | blended | blended | blended | blended | 1050797.1569 | 1060170.8647 | 1071145.2318 | 1082119.5989 | 1093032.2739 | 1101482.9915 | 1112457.3586 | 1123431.7258 | 1134406.0929 | 1142770.9257 | 1153307.28 | 1153307.28 | 1153307.28 | 1153307.28 | 1152853.1893 | 1152722.1374 | 1152722.1374 | 1152722.1374 | 1152722.1374 | 1152586.089 | 1152451.9554 | 1152451.9554 | 1152451.9554 | 1152451.9554 | 1152312.7077 | 0 | 1032000.358 | 1042681.0937 | 1054962.4888 | 1067243.8839 | 1079463.5869 | 1089221.3324 | 1101502.7275 | 1113784.1225 | 1126065.5176 | 1135737.3784 | 1147580.7606 | 1147580.7606 | 1147580.7606 | 1147580.7606 | 1147126.6699 | 1146995.6181 | 1146995.6181 | 1146995.6181 | 1146995.6181 | 1146859.5696 | 1146725.436 | 1146725.436 | 1146725.436 | 1146725.436 | 1146586.1883 | 0
Water-to-Air, Open Loop | Natural Gas | 36869292.2243 | 36695010.3843 | 36.8693 | 1349783.0159 | 1365016.4406 | -15233.4247 | 1.4% | 0 | 4% | 1.4% | 0.32764 | 0.2149 | 1.3777 | 24298.0909 | 5215.2 | 21382.32 | -387.203 | 25 | 12000 | 1681 | 4.1 | 0.88 | 12000 | 21.1 | 591 | 68% | 0.0036 | 0.00106 | 63.7174 | 63.7174 | 63.7174 | 63.7174 | 63.7174 | 63.6511 | 63.6511 | 63.6511 | 63.6511 | 63.6511 | 63.6399 | 63.6399 | 63.6399 | 63.6399 | 63.6399 | 63.6363 | 63.6363 | 63.6363 | 63.6363 | 63.6363 | 63.6326 | 63.6326 | 63.6326 | 63.6326 | 63.6326 | 0 | 1365016.4406 | 1379283.3777 | 1393550.3148 | 1407817.252 | 1422084.1891 | 1434716.9249 | 1448983.8621 | 1463250.7992 | 1477517.7363 | 1491784.6735 | 1505775.1317 | 1505775.1317 | 1505775.1317 | 1505775.1317 | 1505775.1317 | 1505686.4719 | 1505686.4719 | 1505686.4719 | 1505686.4719 | 1505686.4719 | 1505595.7272 | 1505595.7272 | 1505595.7272 | 1505595.7272 | 1505595.7272 | 0 | 1349783.0159 | 1365109.2032 | 1380435.3904 | 1395761.5777 | 1411087.765 | 1424779.7509 | 1440105.9382 | 1455432.1255 | 1470758.3128 | 1486084.5 | 1501134.2084 | 1501134.2084 | 1501134.2084 | 1501134.2084 | 1501134.2084 | 1501045.5486 | 1501045.5486 | 1501045.5486 | 1501045.5486 | 1501045.5486 | 1500954.804 | 1500954.804 | 1500954.804 | 1500954.804 | 1500954.804 | 0
| Propane | 42388149.2582 | 42213867.4182 | 42.3881 | 1581067.6006 | 1596301.0253 | -15233.4247 | 0% | 0.32764 | 4% | 1.4% | 0.32764 | 0.2149 | 1.3777 | 24298.0909 | 5215.2 | 21382.32 | -387.203 | 25 | 12000 | 1681 | 4.1 | 0.88 | 12000 | 21.1 | 591 | 68% | 0.0036 | 0.00106 | 74.1407 | 73.9136 | 73.9136 | 73.9136 | 73.9048 | 73.9048 | 73.9048 | 73.9048 | 73.9048 | 73.5345 | 73.5345 | 73.5345 | 73.5345 | 73.5345 | 73.4701 | 73.4701 | 73.4701 | 73.4701 | 73.4701 | 73.4507 | 73.4507 | 73.4507 | 73.4507 | 73.4507 | 73.431 | 0 | 1596301.0253 | 1605048.4474 | 1619315.3845 | 1633582.3216 | 1647636.5274 | 1661903.4645 | 1676170.4016 | 1690437.3388 | 1704704.2759 | 1709972.819 | 1724239.7561 | 1724239.7561 | 1724239.7561 | 1724239.7561 | 1722673.9261 | 1722673.9261 | 1722673.9261 | 1722673.9261 | 1722673.9261 | 1722204.7936 | 1722204.7936 | 1722204.7936 | 1722204.7936 | 1722204.7936 | 1721724.6292 | 0 | 1581067.6006 | 1590874.2728 | 1606200.4601 | 1621526.6474 | 1636640.1032 | 1651966.2905 | 1667292.4778 | 1682618.6651 | 1697944.8523 | 1704272.6455 | 1719598.8328 | 1719598.8328 | 1719598.8328 | 1719598.8328 | 1718033.0029 | 1718033.0029 | 1718033.0029 | 1718033.0029 | 1718033.0029 | 1717563.8703 | 1717563.8703 | 1717563.8703 | 1717563.8703 | 1717563.8703 | 1717083.7059 | 0
| Oil | 52545345.5529 | 52371063.7129 | 52.5453 | 1988456.0707 | 2003689.4954 | -15233.4247 | 0% | 0.2149 | 4% | 1.4% | 0.32764 | 0.2149 | 1.3777 | 26397.9259 | 5215.2 | 21382.32 | -387.203 | 25 | 12000 | 1681 | 4.1 | 0.81 | 12000 | 21.1 | 591 | 68% | 0.0036 | 0.00106 | 83.6758 | 83.6758 | 83.6758 | 83.6758 | 83.6758 | 83.1407 | 83.1407 | 83.1407 | 83.1407 | 83.1407 | 83.0516 | 83.0516 | 83.0516 | 83.0516 | 83.0516 | 83.0236 | 83.0236 | 83.0236 | 83.0236 | 83.0236 | 82.995 | 82.995 | 82.995 | 82.995 | 82.995 | 0 | 2003689.4954 | 2017956.4325 | 2032223.3697 | 2046490.3068 | 2060757.2439 | 2060898.6712 | 2075165.6083 | 2089432.5454 | 2103699.4826 | 2117966.4197 | 2129881.2335 | 2129881.2335 | 2129881.2335 | 2129881.2335 | 2129881.2335 | 2129143.5144 | 2129143.5144 | 2129143.5144 | 2129143.5144 | 2129143.5144 | 2128388.4476 | 2128388.4476 | 2128388.4476 | 2128388.4476 | 2128388.4476 | 0 | 1988456.0707 | 2003782.258 | 2019108.4452 | 2034434.6325 | 2049760.8198 | 2050961.4972 | 2066287.6845 | 2081613.8717 | 2096940.059 | 2112266.2463 | 2125240.3102 | 2125240.3102 | 2125240.3102 | 2125240.3102 | 2125240.3102 | 2124502.5911 | 2124502.5911 | 2124502.5911 | 2124502.5911 | 2124502.5911 | 2123747.5243 | 2123747.5243 | 2123747.5243 | 2123747.5243 | 2123747.5243 | 0
| Unknown, commercial | 28589517.414 | 28415235.574 | 28.5895 | 1063729.1046 | 1078962.5293 | -15233.4247 | 0% | 0 | 4% | 1.4% | 0.32764 | 0.2149 | 1.3777 | blended | 5215.2 | 21382.32 | -387.203 | 25 | 12000 | 1681 | 4.1 | blended | 12000 | 21.1 | 591 | 68% | 0.0036 | 0.00106 | blended | blended | blended | blended | blended | blended | blended | blended | blended | blended | blended | blended | blended | blended | blended | blended | blended | blended | blended | blended | blended | blended | blended | blended | blended | blended | 1079294.0341 | 1086686.2228 | 1095679.0709 | 1104671.919 | 1113603.075 | 1120072.2735 | 1129065.1216 | 1138057.9696 | 1147050.8177 | 1153434.1315 | 1161988.9667 | 1161988.9667 | 1161988.9667 | 1161988.9667 | 1161534.876 | 1161403.8242 | 1161403.8242 | 1161403.8242 | 1161403.8242 | 1161267.7757 | 1161133.6421 | 1161133.6421 | 1161133.6421 | 1161133.6421 | 1160994.3944 | 0 | 1064060.6094 | 1072512.0483 | 1082564.1465 | 1092616.2447 | 1102606.6508 | 1110135.0995 | 1120187.1977 | 1130239.2959 | 1140291.3942 | 1147733.9581 | 1157348.0434 | 1157348.0434 | 1157348.0434 | 1157348.0434 | 1156893.9527 | 1156762.9009 | 1156762.9009 | 1156762.9009 | 1156762.9009 | 1156626.8524 | 1156492.7188 | 1156492.7188 | 1156492.7188 | 1156492.7188 | 1156353.4712 | 0
Water-to-Water, Closed Loop | Natural Gas | 36112071.2067 | 35883664.5717 | 36.1121 | 1278865.8432 | 1298830.1452 | -19964.3019 | 1.4% | 0 | 4% | 1.4% | 0.32764 | 0.2149 | 1.3777 | 24298.0909 | 6897.5226 | 21382.32 | -507.4524 | 25 | 12000 | 1681 | 3.1 | 0.88 | 12000 | 16.1 | 591 | 68% | 0.0036 | 0.00106 | 63.7174 | 63.7174 | 63.7174 | 63.7174 | 63.7174 | 63.6511 | 63.6511 | 63.6511 | 63.6511 | 63.6511 | 63.6399 | 63.6399 | 63.6399 | 63.6399 | 63.6399 | 63.6363 | 63.6363 | 63.6363 | 63.6363 | 63.6363 | 63.6326 | 63.6326 | 63.6326 | 63.6326 | 63.6326 | 0 | 1298830.1452 | 1317699.3201 | 1336568.495 | 1355437.6699 | 1374306.8448 | 1391541.8184 | 1410410.9934 | 1429280.1683 | 1448149.3432 | 1467018.5181 | 1485611.2141 | 1485611.2141 | 1485611.2141 | 1485611.2141 | 1485611.2141 | 1485522.5543 | 1485522.5543 | 1485522.5543 | 1485522.5543 | 1485522.5543 | 1485431.8097 | 1485431.8097 | 1485431.8097 | 1485431.8097 | 1485431.8097 | 0 | 1278865.8432 | 1299123.228 | 1319380.6127 | 1339637.9974 | 1359895.3821 | 1378518.5656 | 1398775.9503 | 1419033.335 | 1439290.7197 | 1459548.1045 | 1479529.0103 | 1479529.0103 | 1479529.0103 | 1479529.0103 | 1479529.0103 | 1479440.3505 | 1479440.3505 | 1479440.3505 | 1479440.3505 | 1479440.3505 | 1479349.6059 | 1479349.6059 | 1479349.6059 | 1479349.6059 | 1479349.6059 | 0
| Propane | 41630928.2406 | 41402521.6056 | 41.6309 | 1510150.4279 | 1530114.7299 | -19964.3019 | 0% | 0.32764 | 4% | 1.4% | 0.32764 | 0.2149 | 1.3777 | 24298.0909 | 6897.5226 | 21382.32 | -507.4524 | 25 | 12000 | 1681 | 3.1 | 0.88 | 12000 | 16.1 | 591 | 68% | 0.0036 | 0.00106 | 74.1407 | 73.9136 | 73.9136 | 73.9136 | 73.9048 | 73.9048 | 73.9048 | 73.9048 | 73.9048 | 73.5345 | 73.5345 | 73.5345 | 73.5345 | 73.5345 | 73.4701 | 73.4701 | 73.4701 | 73.4701 | 73.4701 | 73.4507 | 73.4507 | 73.4507 | 73.4507 | 73.4507 | 73.431 | 0 | 1530114.7299 | 1543464.3897 | 1562333.5646 | 1581202.7396 | 1599859.1831 | 1618728.358 | 1637597.5329 | 1656466.7078 | 1675335.8828 | 1685206.6636 | 1704075.8385 | 1704075.8385 | 1704075.8385 | 1704075.8385 | 1702510.0086 | 1702510.0086 | 1702510.0086 | 1702510.0086 | 1702510.0086 | 1702040.876 | 1702040.876 | 1702040.876 | 1702040.876 | 1702040.876 | 1701560.7116 | 0 | 1510150.4279 | 1524888.2976 | 1545145.6823 | 1565403.0671 | 1585447.7204 | 1605705.1051 | 1625962.4899 | 1646219.8746 | 1666477.2593 | 1677736.25 | 1697993.6347 | 1697993.6347 | 1697993.6347 | 1697993.6347 | 1696427.8048 | 1696427.8048 | 1696427.8048 | 1696427.8048 | 1696427.8048 | 1695958.6722 | 1695958.6722 | 1695958.6722 | 1695958.6722 | 1695958.6722 | 1695478.5078 | 0
| Oil | 51788124.5353 | 51559717.9003 | 51.7881 | 1917538.898 | 1937503.2 | -19964.3019 | 0% | 0.2149 | 4% | 1.4% | 0.32764 | 0.2149 | 1.3777 | 26397.9259 | 6897.5226 | 21382.32 | -507.4524 | 25 | 12000 | 1681 | 3.1 | 0.81 | 12000 | 16.1 | 591 | 68% | 0.0036 | 0.00106 | 83.6758 | 83.6758 | 83.6758 | 83.6758 | 83.6758 | 83.1407 | 83.1407 | 83.1407 | 83.1407 | 83.1407 | 83.0516 | 83.0516 | 83.0516 | 83.0516 | 83.0516 | 83.0236 | 83.0236 | 83.0236 | 83.0236 | 83.0236 | 82.995 | 82.995 | 82.995 | 82.995 | 82.995 | 0 | 1937503.2 | 1956372.3749 | 1975241.5498 | 1994110.7247 | 2012979.8996 | 2017723.5647 | 2036592.7396 | 2055461.9145 | 2074331.0894 | 2093200.2643 | 2109717.3159 | 2109717.3159 | 2109717.3159 | 2109717.3159 | 2109717.3159 | 2108979.5968 | 2108979.5968 | 2108979.5968 | 2108979.5968 | 2108979.5968 | 2108224.53 | 2108224.53 | 2108224.53 | 2108224.53 | 2108224.53 | 0 | 1917538.898 | 1937796.2828 | 1958053.6675 | 1978311.0522 | 1998568.437 | 2004700.3118 | 2024957.6965 | 2045215.0813 | 2065472.466 | 2085729.8507 | 2103635.1121 | 2103635.1121 | 2103635.1121 | 2103635.1121 | 2103635.1121 | 2102897.393 | 2102897.393 | 2102897.393 | 2102897.393 | 2102897.393 | 2102142.3262 | 2102142.3262 | 2102142.3262 | 2102142.3262 | 2102142.3262 | 0
| Unknown, commercial | 27832296.3964 | 27603889.7614 | 27.8323 | 992811.9319 | 1012776.2339 | -19964.3019 | 0% | 0 | 4% | 1.4% | 0.32764 | 0.2149 | 1.3777 | blended | 6897.5226 | 21382.32 | -507.4524 | 25 | 12000 | 1681 | 3.1 | blended | 12000 | 16.1 | 591 | 68% | 0.0036 | 0.00106 | blended | blended | blended | blended | blended | blended | blended | blended | blended | blended | blended | blended | blended | blended | blended | blended | blended | blended | blended | blended | blended | blended | blended | blended | blended | blended | 1013107.7387 | 1025102.1652 | 1038697.251 | 1052292.3369 | 1065825.7307 | 1076897.167 | 1090492.2528 | 1104087.3387 | 1117682.4246 | 1128667.9762 | 1141825.0492 | 1141825.0492 | 1141825.0492 | 1141825.0492 | 1141370.9585 | 1141239.9066 | 1141239.9066 | 1141239.9066 | 1141239.9066 | 1141103.8582 | 1140969.7245 | 1140969.7245 | 1140969.7245 | 1140969.7245 | 1140830.4769 | 0 | 993143.4368 | 1006526.0731 | 1021509.3687 | 1036492.6644 | 1051414.268 | 1063873.9141 | 1078857.2098 | 1093840.5055 | 1108823.8011 | 1121197.5625 | 1135742.8453 | 1135742.8453 | 1135742.8453 | 1135742.8453 | 1135288.7546 | 1135157.7028 | 1135157.7028 | 1135157.7028 | 1135157.7028 | 1135021.6543 | 1134887.5207 | 1134887.5207 | 1134887.5207 | 1134887.5207 | 1134748.273 | 0
Water-to-Water, Open Loop | Natural Gas | 36466883.3407 | 36283930.7624 | 36.4669 | 1313851.8456 | 1329843.1522 | -15991.3065 | 1.4% | 0 | 4% | 1.4% | 0.32764 | 0.2149 | 1.3777 | 24298.0909 | 6109.2343 | 21382.32 | -406.4669 | 25 | 12000 | 1681 | 3.5 | 0.88 | 12000 | 20.1 | 591 | 68% | 0.0036 | 0.00106 | 63.7174 | 63.7174 | 63.7174 | 63.7174 | 63.7174 | 63.6511 | 63.6511 | 63.6511 | 63.6511 | 63.6511 | 63.6399 | 63.6399 | 63.6399 | 63.6399 | 63.6399 | 63.6363 | 63.6363 | 63.6363 | 63.6363 | 63.6363 | 63.6326 | 63.6326 | 63.6326 | 63.6326 | 63.6326 | 0 | 1329843.1522 | 1346555.8499 | 1363268.5477 | 1379981.2455 | 1396693.9433 | 1411772.4398 | 1428485.1375 | 1445197.8353 | 1461910.5331 | 1478623.2309 | 1495059.4498 | 1495059.4498 | 1495059.4498 | 1495059.4498 | 1495059.4498 | 1494970.79 | 1494970.79 | 1494970.79 | 1494970.79 | 1494970.79 | 1494880.0453 | 1494880.0453 | 1494880.0453 | 1494880.0453 | 1494880.0453 | 0 | 1313851.8456 | 1331676.4926 | 1349501.1395 | 1367325.7864 | 1385150.4334 | 1401340.879 | 1419165.5259 | 1436990.1729 | 1454814.8198 | 1472639.4668 | 1490187.6348 | 1490187.6348 | 1490187.6348 | 1490187.6348 | 1490187.6348 | 1490098.975 | 1490098.975 | 1490098.975 | 1490098.975 | 1490098.975 | 1490008.2303 | 1490008.2303 | 1490008.2303 | 1490008.2303 | 1490008.2303 | 0
| Propane | 41985740.3746 | 41802787.7963 | 41.9857 | 1545136.4303 | 1561127.7369 | -15991.3065 | 0% | 0.32764 | 4% | 1.4% | 0.32764 | 0.2149 | 1.3777 | 24298.0909 | 6109.2343 | 21382.32 | -406.4669 | 25 | 12000 | 1681 | 3.5 | 0.88 | 12000 | 20.1 | 591 | 68% | 0.0036 | 0.00106 | 74.1407 | 73.9136 | 73.9136 | 73.9136 | 73.9048 | 73.9048 | 73.9048 | 73.9048 | 73.9048 | 73.5345 | 73.5345 | 73.5345 | 73.5345 | 73.5345 | 73.4701 | 73.4701 | 73.4701 | 73.4701 | 73.4701 | 73.4507 | 73.4507 | 73.4507 | 73.4507 | 73.4507 | 73.431 | 0 | 1561127.7369 | 1572320.9196 | 1589033.6174 | 1605746.3152 | 1622246.2816 | 1638958.9793 | 1655671.6771 | 1672384.3749 | 1689097.0727 | 1696811.3764 | 1713524.0742 | 1713524.0742 | 1713524.0742 | 1713524.0742 | 1711958.2442 | 1711958.2442 | 1711958.2442 | 1711958.2442 | 1711958.2442 | 1711489.1117 | 1711489.1117 | 1711489.1117 | 1711489.1117 | 1711489.1117 | 1711008.9472 | 0 | 1545136.4303 | 1557441.5622 | 1575266.2092 | 1593090.8561 | 1610702.7716 | 1628527.4186 | 1646352.0655 | 1664176.7125 | 1682001.3594 | 1690827.6123 | 1708652.2592 | 1708652.2592 | 1708652.2592 | 1708652.2592 | 1707086.4292 | 1707086.4292 | 1707086.4292 | 1707086.4292 | 1707086.4292 | 1706617.2967 | 1706617.2967 | 1706617.2967 | 1706617.2967 | 1706617.2967 | 1706137.1322 | 0
| Oil | 52142936.6693 | 51959984.091 | 52.1429 | 1952524.9004 | 1968516.207 | -15991.3065 | 0% | 0.2149 | 4% | 1.4% | 0.32764 | 0.2149 | 1.3777 | 26397.9259 | 6109.2343 | 21382.32 | -406.4669 | 25 | 12000 | 1681 | 3.5 | 0.81 | 12000 | 20.1 | 591 | 68% | 0.0036 | 0.00106 | 83.6758 | 83.6758 | 83.6758 | 83.6758 | 83.6758 | 83.1407 | 83.1407 | 83.1407 | 83.1407 | 83.1407 | 83.0516 | 83.0516 | 83.0516 | 83.0516 | 83.0516 | 83.0236 | 83.0236 | 83.0236 | 83.0236 | 83.0236 | 82.995 | 82.995 | 82.995 | 82.995 | 82.995 | 0 | 1968516.207 | 1985228.9048 | 2001941.6025 | 2018654.3003 | 2035366.9981 | 2037954.186 | 2054666.8838 | 2071379.5816 | 2088092.2794 | 2104804.9771 | 2119165.5516 | 2119165.5516 | 2119165.5516 | 2119165.5516 | 2119165.5516 | 2118427.8325 | 2118427.8325 | 2118427.8325 | 2118427.8325 | 2118427.8325 | 2117672.7657 | 2117672.7657 | 2117672.7657 | 2117672.7657 | 2117672.7657 | 0 | 1952524.9004 | 1970349.5474 | 1988174.1943 | 2005998.8413 | 2023823.4882 | 2027522.6252 | 2045347.2722 | 2063171.9191 | 2080996.5661 | 2098821.213 | 2114293.7366 | 2114293.7366 | 2114293.7366 | 2114293.7366 | 2114293.7366 | 2113556.0175 | 2113556.0175 | 2113556.0175 | 2113556.0175 | 2113556.0175 | 2112800.9507 | 2112800.9507 | 2112800.9507 | 2112800.9507 | 2112800.9507 | 0
| Unknown, commercial | 28187108.5304 | 28004155.9521 | 28.1871 | 1027797.9343 | 1043789.2409 | -15991.3065 | 0% | 0 | 4% | 1.4% | 0.32764 | 0.2149 | 1.3777 | blended | 6109.2343 | 21382.32 | -406.4669 | 25 | 12000 | 1681 | 3.5 | blended | 12000 | 20.1 | 591 | 68% | 0.0036 | 0.00106 | blended | blended | blended | blended | blended | blended | blended | blended | blended | blended | blended | blended | blended | blended | blended | blended | blended | blended | blended | blended | blended | blended | blended | blended | blended | blended | 1044120.7457 | 1053958.695 | 1065397.3038 | 1076835.9125 | 1088212.8291 | 1097127.7883 | 1108566.397 | 1120005.0058 | 1131443.6145 | 1140272.689 | 1151273.2848 | 1151273.2848 | 1151273.2848 | 1151273.2848 | 1150819.1941 | 1150688.1423 | 1150688.1423 | 1150688.1423 | 1150688.1423 | 1150552.0938 | 1150417.9602 | 1150417.9602 | 1150417.9602 | 1150417.9602 | 1150278.7125 | 0 | 1028129.4392 | 1039079.3377 | 1051629.8956 | 1064180.4534 | 1076669.3192 | 1086696.2276 | 1099246.7854 | 1111797.3433 | 1124347.9012 | 1134288.9248 | 1146401.4698 | 1146401.4698 | 1146401.4698 | 1146401.4698 | 1145947.3791 | 1145816.3273 | 1145816.3273 | 1145816.3273 | 1145816.3273 | 1145680.2788 | 1145546.1452 | 1145546.1452 | 1145546.1452 | 1145546.1452 | 1145406.8975 | 0
DGX-to-Air | Natural Gas | 36543266.5084 | 36313432.3319 | 36.5433 | 1316430.4846 | 1336519.5634 | -20089.0788 | 1.4% | 0 | 4% | 1.4% | 0.32764 | 0.2149 | 1.3777 | 24298.0909 | 5939.5333 | 21382.32 | -510.624 | 25 | 12000 | 1681 | 3.6 | 0.88 | 12000 | 16 | 591 | 68% | 0.0036 | 0.00106 | 63.7174 | 63.7174 | 63.7174 | 63.7174 | 63.7174 | 63.6511 | 63.6511 | 63.6511 | 63.6511 | 63.6511 | 63.6399 | 63.6399 | 63.6399 | 63.6399 | 63.6399 | 63.6363 | 63.6363 | 63.6363 | 63.6363 | 63.6363 | 63.6326 | 63.6326 | 63.6326 | 63.6326 | 63.6326 | 0 | 1336519.5634 | 1352768.0196 | 1369016.4757 | 1385264.9319 | 1401513.3881 | 1416127.643 | 1432376.0991 | 1448624.5553 | 1464873.0115 | 1481121.4677 | 1497093.4449 | 1497093.4449 | 1497093.4449 | 1497093.4449 | 1497093.4449 | 1497004.7852 | 1497004.7852 | 1497004.7852 | 1497004.7852 | 1497004.7852 | 1496914.0405 | 1496914.0405 | 1496914.0405 | 1496914.0405 | 1496914.0405 | 0 | 1316430.4846 | 1334075.8269 | 1351721.1692 | 1369366.5115 | 1387011.8538 | 1403022.9948 | 1420668.3371 | 1438313.6794 | 1455959.0217 | 1473604.364 | 1490973.2274 | 1490973.2274 | 1490973.2274 | 1490973.2274 | 1490973.2274 | 1490884.5676 | 1490884.5676 | 1490884.5676 | 1490884.5676 | 1490884.5676 | 1490793.8229 | 1490793.8229 | 1490793.8229 | 1490793.8229 | 1490793.8229 | 0
| Propane | 42062123.5423 | 41832289.3658 | 42.0621 | 1547715.0693 | 1567804.1481 | -20089.0788 | 0% | 0.32764 | 4% | 1.4% | 0.32764 | 0.2149 | 1.3777 | 24298.0909 | 5939.5333 | 21382.32 | -510.624 | 25 | 12000 | 1681 | 3.6 | 0.88 | 12000 | 16 | 591 | 68% | 0.0036 | 0.00106 | 74.1407 | 73.9136 | 73.9136 | 73.9136 | 73.9048 | 73.9048 | 73.9048 | 73.9048 | 73.9048 | 73.5345 | 73.5345 | 73.5345 | 73.5345 | 73.5345 | 73.4701 | 73.4701 | 73.4701 | 73.4701 | 73.4701 | 73.4507 | 73.4507 | 73.4507 | 73.4507 | 73.4507 | 73.431 | 0 | 1567804.1481 | 1578533.0892 | 1594781.5454 | 1611030.0016 | 1627065.7264 | 1643314.1825 | 1659562.6387 | 1675811.0949 | 1692059.5511 | 1699309.6132 | 1715558.0694 | 1715558.0694 | 1715558.0694 | 1715558.0694 | 1713992.2394 | 1713992.2394 | 1713992.2394 | 1713992.2394 | 1713992.2394 | 1713523.1068 | 1713523.1068 | 1713523.1068 | 1713523.1068 | 1713523.1068 | 1713042.9424 | 0 | 1547715.0693 | 1559840.8965 | 1577486.2388 | 1595131.5811 | 1612564.192 | 1630209.5343 | 1647854.8766 | 1665500.2189 | 1683145.5612 | 1691792.5095 | 1709437.8518 | 1709437.8518 | 1709437.8518 | 1709437.8518 | 1707872.0218 | 1707872.0218 | 1707872.0218 | 1707872.0218 | 1707872.0218 | 1707402.8893 | 1707402.8893 | 1707402.8893 | 1707402.8893 | 1707402.8893 | 1706922.7248 | 0
| Oil | 52219319.837 | 51989485.6605 | 52.2193 | 1955103.5394 | 1975192.6182 | -20089.0788 | 0% | 0.2149 | 4% | 1.4% | 0.32764 | 0.2149 | 1.3777 | 26397.9259 | 5939.5333 | 21382.32 | -510.624 | 25 | 12000 | 1681 | 3.6 | 0.81 | 12000 | 16 | 591 | 68% | 0.0036 | 0.00106 | 83.6758 | 83.6758 | 83.6758 | 83.6758 | 83.6758 | 83.1407 | 83.1407 | 83.1407 | 83.1407 | 83.1407 | 83.0516 | 83.0516 | 83.0516 | 83.0516 | 83.0516 | 83.0236 | 83.0236 | 83.0236 | 83.0236 | 83.0236 | 82.995 | 82.995 | 82.995 | 82.995 | 82.995 | 0 | 1975192.6182 | 1991441.0744 | 2007689.5306 | 2023937.9867 | 2040186.4429 | 2042309.3892 | 2058557.8454 | 2074806.3016 | 2091054.7577 | 2107303.2139 | 2121199.5467 | 2121199.5467 | 2121199.5467 | 2121199.5467 | 2121199.5467 | 2120461.8277 | 2120461.8277 | 2120461.8277 | 2120461.8277 | 2120461.8277 | 2119706.7609 | 2119706.7609 | 2119706.7609 | 2119706.7609 | 2119706.7609 | 0 | 1955103.5394 | 1972748.8817 | 1990394.224 | 2008039.5663 | 2025684.9086 | 2029204.741 | 2046850.0833 | 2064495.4256 | 2082140.7679 | 2099786.1102 | 2115079.3291 | 2115079.3291 | 2115079.3291 | 2115079.3291 | 2115079.3291 | 2114341.6101 | 2114341.6101 | 2114341.6101 | 2114341.6101 | 2114341.6101 | 2113586.5433 | 2113586.5433 | 2113586.5433 | 2113586.5433 | 2113586.5433 | 0
| Unknown, commercial | 28263491.6981 | 28033657.5216 | 28.2635 | 1030376.5733 | 1050465.6521 | -20089.0788 | 0% | 0 | 4% | 1.4% | 0.32764 | 0.2149 | 1.3777 | blended | 5939.5333 | 21382.32 | -510.624 | 25 | 12000 | 1681 | 3.6 | blended | 12000 | 16 | 591 | 68% | 0.0036 | 0.00106 | blended | blended | blended | blended | blended | blended | blended | blended | blended | blended | blended | blended | blended | blended | blended | blended | blended | blended | blended | blended | blended | blended | blended | blended | blended | blended | 1050797.1569 | 1060170.8647 | 1071145.2318 | 1082119.5989 | 1093032.2739 | 1101482.9915 | 1112457.3586 | 1123431.7258 | 1134406.0929 | 1142770.9257 | 1153307.28 | 1153307.28 | 1153307.28 | 1153307.28 | 1152853.1893 | 1152722.1374 | 1152722.1374 | 1152722.1374 | 1152722.1374 | 1152586.089 | 1152451.9554 | 1152451.9554 | 1152451.9554 | 1152451.9554 | 1152312.7077 | 0 | 1030708.0781 | 1041478.672 | 1053849.9252 | 1066221.1785 | 1078530.7396 | 1088378.3433 | 1100749.5966 | 1113120.8498 | 1125492.1031 | 1135253.822 | 1147187.0624 | 1147187.0624 | 1147187.0624 | 1147187.0624 | 1146732.9717 | 1146601.9198 | 1146601.9198 | 1146601.9198 | 1146601.9198 | 1146465.8714 | 1146331.7378 | 1146331.7378 | 1146331.7378 | 1146331.7378 | 1146192.4901 | 0
DGX-to-Water | Natural Gas | 36112071.2067 | 35866914.7518 | 36.1121 | 1277401.7944 | 1298830.1452 | -21428.3507 | 1.4% | 0 | 4% | 1.4% | 0.32764 | 0.2149 | 1.3777 | 24298.0909 | 6897.5226 | 21382.32 | -544.6656 | 25 | 12000 | 1681 | 3.1 | 0.88 | 12000 | 15 | 591 | 68% | 0.0036 | 0.00106 | 63.7174 | 63.7174 | 63.7174 | 63.7174 | 63.7174 | 63.6511 | 63.6511 | 63.6511 | 63.6511 | 63.6511 | 63.6399 | 63.6399 | 63.6399 | 63.6399 | 63.6399 | 63.6363 | 63.6363 | 63.6363 | 63.6363 | 63.6363 | 63.6326 | 63.6326 | 63.6326 | 63.6326 | 63.6326 | 0 | 1298830.1452 | 1317699.3201 | 1336568.495 | 1355437.6699 | 1374306.8448 | 1391541.8184 | 1410410.9934 | 1429280.1683 | 1448149.3432 | 1467018.5181 | 1485611.2141 | 1485611.2141 | 1485611.2141 | 1485611.2141 | 1485611.2141 | 1485522.5543 | 1485522.5543 | 1485522.5543 | 1485522.5543 | 1485522.5543 | 1485431.8097 | 1485431.8097 | 1485431.8097 | 1485431.8097 | 1485431.8097 | 0 | 1277401.7944 | 1297760.9812 | 1318120.168 | 1338479.3548 | 1358838.5415 | 1377563.527 | 1397922.7138 | 1418281.9006 | 1438641.0874 | 1459000.2741 | 1479082.982 | 1479082.982 | 1479082.982 | 1479082.982 | 1479082.982 | 1478994.3222 | 1478994.3222 | 1478994.3222 | 1478994.3222 | 1478994.3222 | 1478903.5776 | 1478903.5776 | 1478903.5776 | 1478903.5776 | 1478903.5776 | 0
| Propane | 41630928.2406 | 41385771.7857 | 41.6309 | 1508686.3791 | 1530114.7299 | -21428.3507 | 0% | 0.32764 | 4% | 1.4% | 0.32764 | 0.2149 | 1.3777 | 24298.0909 | 6897.5226 | 21382.32 | -544.6656 | 25 | 12000 | 1681 | 3.1 | 0.88 | 12000 | 15 | 591 | 68% | 0.0036 | 0.00106 | 74.1407 | 73.9136 | 73.9136 | 73.9136 | 73.9048 | 73.9048 | 73.9048 | 73.9048 | 73.9048 | 73.5345 | 73.5345 | 73.5345 | 73.5345 | 73.5345 | 73.4701 | 73.4701 | 73.4701 | 73.4701 | 73.4701 | 73.4507 | 73.4507 | 73.4507 | 73.4507 | 73.4507 | 73.431 | 0 | 1530114.7299 | 1543464.3897 | 1562333.5646 | 1581202.7396 | 1599859.1831 | 1618728.358 | 1637597.5329 | 1656466.7078 | 1675335.8828 | 1685206.6636 | 1704075.8385 | 1704075.8385 | 1704075.8385 | 1704075.8385 | 1702510.0086 | 1702510.0086 | 1702510.0086 | 1702510.0086 | 1702510.0086 | 1702040.876 | 1702040.876 | 1702040.876 | 1702040.876 | 1702040.876 | 1701560.7116 | 0 | 1508686.3791 | 1523526.0509 | 1543885.2376 | 1564244.4244 | 1584390.8798 | 1604750.0666 | 1625109.2534 | 1645468.4402 | 1665827.6269 | 1677188.4197 | 1697547.6064 | 1697547.6064 | 1697547.6064 | 1697547.6064 | 1695981.7765 | 1695981.7765 | 1695981.7765 | 1695981.7765 | 1695981.7765 | 1695512.6439 | 1695512.6439 | 1695512.6439 | 1695512.6439 | 1695512.6439 | 1695032.4795 | 0
| Oil | 51788124.5353 | 51542968.0804 | 51.7881 | 1916074.8492 | 1937503.2 | -21428.3507 | 0% | 0.2149 | 4% | 1.4% | 0.32764 | 0.2149 | 1.3777 | 26397.9259 | 6897.5226 | 21382.32 | -544.6656 | 25 | 12000 | 1681 | 3.1 | 0.81 | 12000 | 15 | 591 | 68% | 0.0036 | 0.00106 | 83.6758 | 83.6758 | 83.6758 | 83.6758 | 83.6758 | 83.1407 | 83.1407 | 83.1407 | 83.1407 | 83.1407 | 83.0516 | 83.0516 | 83.0516 | 83.0516 | 83.0516 | 83.0236 | 83.0236 | 83.0236 | 83.0236 | 83.0236 | 82.995 | 82.995 | 82.995 | 82.995 | 82.995 | 0 | 1937503.2 | 1956372.3749 | 1975241.5498 | 1994110.7247 | 2012979.8996 | 2017723.5647 | 2036592.7396 | 2055461.9145 | 2074331.0894 | 2093200.2643 | 2109717.3159 | 2109717.3159 | 2109717.3159 | 2109717.3159 | 2109717.3159 | 2108979.5968 | 2108979.5968 | 2108979.5968 | 2108979.5968 | 2108979.5968 | 2108224.53 | 2108224.53 | 2108224.53 | 2108224.53 | 2108224.53 | 0 | 1916074.8492 | 1936434.036 | 1956793.2228 | 1977152.4096 | 1997511.5964 | 2003745.2733 | 2024104.46 | 2044463.6468 | 2064822.8336 | 2085182.0204 | 2103189.0838 | 2103189.0838 | 2103189.0838 | 2103189.0838 | 2103189.0838 | 2102451.3647 | 2102451.3647 | 2102451.3647 | 2102451.3647 | 2102451.3647 | 2101696.2979 | 2101696.2979 | 2101696.2979 | 2101696.2979 | 2101696.2979 | 0
| Unknown, commercial | 27832296.3964 | 27587139.9415 | 27.8323 | 991347.8831 | 1012776.2339 | -21428.3507 | 0% | 0 | 4% | 1.4% | 0.32764 | 0.2149 | 1.3777 | blended | 6897.5226 | 21382.32 | -544.6656 | 25 | 12000 | 1681 | 3.1 | blended | 12000 | 15 | 591 | 68% | 0.0036 | 0.00106 | blended | blended | blended | blended | blended | blended | blended | blended | blended | blended | blended | blended | blended | blended | blended | blended | blended | blended | blended | blended | blended | blended | blended | blended | blended | blended | 1013107.7387 | 1025102.1652 | 1038697.251 | 1052292.3369 | 1065825.7307 | 1076897.167 | 1090492.2528 | 1104087.3387 | 1117682.4246 | 1128667.9762 | 1141825.0492 | 1141825.0492 | 1141825.0492 | 1141825.0492 | 1141370.9585 | 1141239.9066 | 1141239.9066 | 1141239.9066 | 1141239.9066 | 1141103.8582 | 1140969.7245 | 1140969.7245 | 1140969.7245 | 1140969.7245 | 1140830.4769 | 0 | 991679.3879 | 1005163.8263 | 1020248.924 | 1035334.0218 | 1050357.4274 | 1062918.8756 | 1078003.9733 | 1093089.071 | 1108174.1687 | 1120649.7322 | 1135296.8171 | 1135296.8171 | 1135296.8171 | 1135296.8171 | 1134842.7264 | 1134711.6745 | 1134711.6745 | 1134711.6745 | 1134711.6745 | 1134575.6261 | 1134441.4924 | 1134441.4924 | 1134441.4924 | 1134441.4924 | 1134302.2448 | 0
Table 54. Vermont Heating Fuel Mix and Average Heating Efficiency, C/I Buildings
[18 empty] | Heating Fuel | C/I Sector % | Average Heating Efficiency (ηave)
[18 empty] | Oil | 15% | 0.81
[18 empty] | Propane | 29% | 0.88
[18 empty] | Natural Gas | 22% | 0.88
[18 empty] | Electricity | 33% | 3.66
[18 empty] | Wood | 1% | 0.75
Table 52. ENERGY STAR GSHP Minimum Heating and Cooling Efficiency
[18 empty] | GSHP Type |  | EER | COP
[20 empty] | (Cooling) | (Heating)
Water-to-Air
[18 empty] | Closed Loop Water-to-Air |  | 17.1 | 3.6
[18 empty] | Open Loop Water-to-Air |  | 21.1 | 4.1
Water-to-Water
[18 empty] | Closed Loop Water-to-Water |  | 16.1 | 3.1
[18 empty] | Open Loop Water-to-Water |  | 20.1 | 3.5
DGX
[18 empty] | DGX-to-Air |  | 16 | 3.6
[18 empty] | DGX-to-Water |  | 15 | 3.1

## CI_HVAC_VRFL
Characterization: | CI_HVAC_VRFL
Variable Refrigerant Flow (VRF) Heat Pump Systems
Assumptions:
▪ VRF meets NEEP minimum efficiency standards
▪ Existing A/C presence is unknown
▪ VRF capacity is ≥65,000 and <135,000
helper row
|  |  |  | 2025 First Year Savings |  |  | Affected Fuel Adders |  | Mixed Baseline Scenario Adders | [19 empty] | Affected Fuel Lifecycle Carbon Intensity - With Adder (gCO2e/MJ) | [25 empty] | Lifetime CO2e Reductions per TonR [g CO2e/tonR], Thermal Sector | [25 empty] | Lifetime CO2e Reductions per TonR [g CO2e/tonR], Total
Space Heating Fuel | Lifetime CO2e Reductions per TonR [g CO2e/tonR], Thermal Sector | Lifetime CO2e Reductions per TonR [g CO2e/tonR], Total | Lifetime Credits per TonR | ΔCO2e | ΔCO2edirect | ΔCO2eHPcool | TDL | CI' | TDLelec | TDLng | CI' prop | CI' oil | CI' wood | ΔEbaseheat [MJ] | EHPheat | Ehl [MJ] | ΔEcool [MJ] | Measure Life | HCAP47F [btuh] | EFLHheat | COP47F | ηheat | CCAP [btuh] | IEER [btuh/W] | EFLHcool | %Cool | MJ/Wh | MJ/BTU | 2025 | 2026 | 2027 | 2028 | 2029 | 2030 | 2031 | 2032 | 2033 | 2034 | 2035 | 2036 | 2037 | 2038 | 2039 | 2040 | 2041 | 2042 | 2043 | 2044 | 2045 | 2046 | 2047 | 2048 | 2049 | 2050 | 2025 | 2026 | 2027 | 2028 | 2029 | 2030 | 2031 | 2032 | 2033 | 2034 | 2035 | 2036 | 2037 | 2038 | 2039 | 2040 | 2041 | 2042 | 2043 | 2044 | 2045 | 2046 | 2047 | 2048 | 2049 | 2050 | 2025 | 2026 | 2027 | 2028 | 2029 | 2030 | 2031 | 2032 | 2033 | 2034 | 2035 | 2036 | 2037 | 2038 | 2039 | 2040 | 2041 | 2042 | 2043 | 2044 | 2045 | 2046 | 2047 | 2048 | 2049 | 2050
Natural Gas | 22951106.4364 | 22803168.0506 | 22.9511 | 1305767.3833 | 1322774.0109 | -17006.6276 | 1.4% | 0 | 4% | 1.4% | 0.32764 | 0.2149 | 1.3777 | 24298.0909 | 6288.9176 | 21382.32 | -432.2743 | 16 | 12000 | 1681 | 3.4 | 0.88 | 12000 | 18.9 | 591 | 68% | 0.0036 | 0.00106 | 63.7174 | 63.7174 | 63.7174 | 63.7174 | 63.7174 | 63.6511 | 63.6511 | 63.6511 | 63.6511 | 63.6511 | 63.6399 | 63.6399 | 63.6399 | 63.6399 | 63.6399 | 63.6363 | 0 | 0 | 0 | 0 | 0 | 0 | 0 | 0 | 0 | 0 | 1322774.0109 | 1339978.2586 | 1357182.5063 | 1374386.754 | 1391591.0017 | 1407161.0481 | 1424365.2959 | 1441569.5436 | 1458773.7913 | 1475978.039 | 1492905.8078 | 1492905.8078 | 1492905.8078 | 1492905.8078 | 1492905.8078 | 1492817.148 | 0 | 0 | 0 | 0 | 0 | 0 | 0 | 0 | 0 | 0 | 1305767.3833 | 1324154.1801 | 1342540.9769 | 1360927.7737 | 1379314.5706 | 1396067.1661 | 1414453.9629 | 1432840.7597 | 1451227.5565 | 1469614.3533 | 1487724.6712 | 1487724.6712 | 1487724.6712 | 1487724.6712 | 1487724.6712 | 1487636.0114 | 0 | 0 | 0 | 0 | 0 | 0 | 0 | 0 | 0 | 0
Propane | 26519917.6186 | 26371979.2329 | 26.5199 | 1537051.968 | 1554058.5956 | -17006.6276 | 0% | 0.32764 | 4% | 1.4% | 0.32764 | 0.2149 | 1.3777 | 24298.0909 | 6288.9176 | 21382.32 | -432.2743 | 16 | 12000 | 1681 | 3.4 | 0.88 | 12000 | 18.9 | 591 | 68% | 0.0036 | 0.00106 | 74.1407 | 73.9136 | 73.9136 | 73.9136 | 73.9048 | 73.9048 | 73.9048 | 73.9048 | 73.9048 | 73.5345 | 73.5345 | 73.5345 | 73.5345 | 73.5345 | 73.4701 | 73.4701 | 0 | 0 | 0 | 0 | 0 | 0 | 0 | 0 | 0 | 0 | 1554058.5956 | 1565743.3282 | 1582947.5759 | 1600151.8237 | 1617143.34 | 1634347.5877 | 1651551.8354 | 1668756.0831 | 1685960.3309 | 1694166.1845 | 1711370.4322 | 1711370.4322 | 1711370.4322 | 1711370.4322 | 1709804.6023 | 1709804.6023 | 0 | 0 | 0 | 0 | 0 | 0 | 0 | 0 | 0 | 0 | 1537051.968 | 1549919.2498 | 1568306.0466 | 1586692.8434 | 1604866.9088 | 1623253.7056 | 1641640.5025 | 1660027.2993 | 1678414.0961 | 1687802.4988 | 1706189.2957 | 1706189.2957 | 1706189.2957 | 1706189.2957 | 1704623.4657 | 1704623.4657 | 0 | 0 | 0 | 0 | 0 | 0 | 0 | 0 | 0 | 0
Oil | 33019367.9932 | 32871429.6074 | 33.0194 | 1944440.4381 | 1961447.0657 | -17006.6276 | 0% | 0.2149 | 4% | 1.4% | 0.32764 | 0.2149 | 1.3777 | 26397.9259 | 6288.9176 | 21382.32 | -432.2743 | 16 | 12000 | 1681 | 3.4 | 0.81 | 12000 | 18.9 | 591 | 68% | 0.0036 | 0.00106 | 83.6758 | 83.6758 | 83.6758 | 83.6758 | 83.6758 | 83.1407 | 83.1407 | 83.1407 | 83.1407 | 83.1407 | 83.0516 | 83.0516 | 83.0516 | 83.0516 | 83.0516 | 83.0236 | 0 | 0 | 0 | 0 | 0 | 0 | 0 | 0 | 0 | 0 | 1961447.0657 | 1978651.3134 | 1995855.5611 | 2013059.8088 | 2030264.0565 | 2033342.7944 | 2050547.0421 | 2067751.2898 | 2084955.5375 | 2102159.7853 | 2117011.9096 | 2117011.9096 | 2117011.9096 | 2117011.9096 | 2117011.9096 | 2116274.1906 | 0 | 0 | 0 | 0 | 0 | 0 | 0 | 0 | 0 | 0 | 1944440.4381 | 1962827.2349 | 1981214.0317 | 1999600.8285 | 2017987.6254 | 2022248.9123 | 2040635.7091 | 2059022.5059 | 2077409.3028 | 2095796.0996 | 2111830.773 | 2111830.773 | 2111830.773 | 2111830.773 | 2111830.773 | 2111093.054 | 0 | 0 | 0 | 0 | 0 | 0 | 0 | 0 | 0 | 0
Unknown, commercial | 17771047.9387 | 17623109.553 | 17.771 | 1019713.472 | 1036720.0996 | -17006.6276 | 0% | 0 | 4% | 1.4% | 0.32764 | 0.2149 | 1.3777 | blended | 6288.9176 | 21382.32 | -432.2743 | 16 | 12000 | 1681 | 3.4 | blended | 12000 | 18.9 | 591 | 68% | 0.0036 | 0.00106 | blended | blended | blended | blended | blended | blended | blended | blended | blended | blended | blended | blended | blended | blended | blended | blended | blended | blended | blended | blended | blended | blended | blended | blended | blended | blended | 1037051.6044 | 1047381.1037 | 1059311.2623 | 1071241.421 | 1083109.8876 | 1092516.3967 | 1104446.5554 | 1116376.714 | 1128306.8727 | 1137627.4971 | 1149119.6429 | 1149119.6429 | 1149119.6429 | 1149119.6429 | 1148665.5522 | 1148534.5003 | 0 | 0 | 0 | 0 | 0 | 0 | 0 | 0 | 0 | 0 | 1020044.9768 | 1031557.0252 | 1044669.733 | 1057782.4407 | 1070833.4564 | 1081422.5146 | 1094535.2224 | 1107647.9301 | 1120760.6379 | 1131263.8114 | 1143938.5063 | 1143938.5063 | 1143938.5063 | 1143938.5063 | 1143484.4156 | 1143353.3637 | 0 | 0 | 0 | 0 | 0 | 0 | 0 | 0 | 0 | 0
Table 57. Vermont Heating Fuel Mix and Average Heating Efficiency, C/I Buildings
[18 empty] | Heating Fuel | C/I Sector % | Average Heating Efficiency (ηave)
[18 empty] | Oil | 15% | 0.81
[18 empty] | Propane | 29% | 0.88
[18 empty] | Natural Gas | 22% | 0.88
[18 empty] | Electricity | 33% | 3.66
[18 empty] | Wood | 1% | 0.75
Table 55. NEEP VRF Multi-Split Heat Pump Efficiency Requirements
[18 empty] | Capacity [Btu/h] | Heating |  |  | Cooling IEER
[19 empty] | COP @ 47°F | COP @ 17°F | COP @ 5°F
[18 empty] | ≥65,000 and <135,000 | 3.4 | 2.25 | 1.55 | 18.9
[18 empty] | ≥135,000 and <240,000 | 3.25 | 2.07 | 1.5 | 18
[18 empty] | ≥240,000 | 3.2 | 2.05 | 1.45 | 17

## CI_MISC_HPPW
Characterization: | CI_MISC_HPPW
C/I Heat Pump Pool Water Heater
Assumptions:
▪ Average baseline pool heater efficiencies in Table 33
▪ Heat pump pool water heater COP = 4.79
▪ Pool kept at 82°F from June 1 through September 30
▪ Pool cover use is unknown
▪ Pool surface area is 4,000 ft2 and volume is 150,000 gallons
helper row
|  |  |  | 2025 First Year Savings |  |  |  | Affected Fuel Adders |  | Mixed Baseline Scenario Adders | [17 empty] | Affected Fuel Lifecycle Carbon Intensity - With Adder (gCO2e/MJ) | [25 empty] | Lifetime CO2e Reductions, Total [g]
Baseline Fuel | Lifetime CO2e Reductions, Thermal [g/ft2] | Lifetime CO2e Reductions, Total [g/ft2] | Lifetime Credits per SF | ΔCO2e | ΔCO2edirect | ΔCO2base | ΔCO2HP | TDL | CI' | TDLelec | TDLng | CI' prop | CI' oil | CI' wood | Ebase [MJ] | EHP [MJ] | Eload [MJ] | Measure Life | BTUperSFsurface | BTUperGalreheat | BTUperSFevap | BTUperSFsolar | Awater | Vwater | ηbase | COPHP | MJ/BTU | 2025 | 2026 | 2027 | 2028 | 2029 | 2030 | 2031 | 2032 | 2033 | 2034 | 2035 | 2036 | 2037 | 2038 | 2039 | 2040 | 2041 | 2042 | 2043 | 2044 | 2045 | 2046 | 2047 | 2048 | 2049 | 2050 | 2025 | 2026 | 2027 | 2028 | 2029 | 2030 | 2031 | 2032 | 2033 | 2034 | 2035 | 2036 | 2037 | 2038 | 2039 | 2040 | 2041 | 2042 | 2043 | 2044 | 2045 | 2046 | 2047 | 2048 | 2049 | 2050
Oil | 319712326.6958 | 319712326.6958 | 319.7123 | 63143117.7914 | 63143117.7914 | 68890957.8012 | 5747840.0098 | 0% | 0.2149 | 4% | 1.4% | 0.32764 | 0.2149 | 1.3777 | 823308.2353 | 146098.5386 | 699812 | 5 | 240458 | 250 | 3303 | 88086 | 4000 | 150000 | 0.85 | 4.79 | 0.00106 | 83.6758 | 83.6758 | 83.6758 | 83.6758 | 83.6758 | 0 | 0 | 0 | 0 | 0 | 0 | 0 | 0 | 0 | 0 | 0 | 0 | 0 | 0 | 0 | 0 | 0 | 0 | 0 | 0 | 0 | 63143117.7914 | 63542791.5653 | 63942465.3392 | 64342139.1131 | 64741812.887 | 0 | 0 | 0 | 0 | 0 | 0 | 0 | 0 | 0 | 0 | 0 | 0 | 0 | 0 | 0 | 0 | 0 | 0 | 0 | 0 | 0
Propane | 279705670.1945 | 279705670.1945 | 279.7057 | 55292845.209 | 55292845.209 | 61040685.2189 | 5747840.0098 | 0% | 0.32764 | 4% | 1.4% | 0.32764 | 0.2149 | 1.3777 | 823308.2353 | 146098.5386 | 699812 | 5 | 240458 | 250 | 3303 | 88086 | 4000 | 150000 | 0.85 | 4.79 | 0.00106 | 74.1407 | 73.9136 | 73.9136 | 73.9136 | 73.9048 | 0 | 0 | 0 | 0 | 0 | 0 | 0 | 0 | 0 | 0 | 0 | 0 | 0 | 0 | 0 | 0 | 0 | 0 | 0 | 0 | 0 | 55292845.209 | 55505497.615 | 55905171.3889 | 56304845.1628 | 56697310.8188 | 0 | 0 | 0 | 0 | 0 | 0 | 0 | 0 | 0 | 0 | 0 | 0 | 0 | 0 | 0 | 0 | 0 | 0 | 0 | 0 | 0
Natural Gas | 241277123.3742 | 241277123.3742 | 241.2771 | 47456077.127 | 47456077.127 | 53203917.1369 | 5747840.0098 | 1.4% | 0 | 4% | 1.4% | 0.32764 | 0.2149 | 1.3777 | 823308.2353 | 146098.5386 | 699812 | 5 | 240458 | 250 | 3303 | 88086 | 4000 | 150000 | 0.85 | 4.79 | 0.00106 | 63.7174 | 63.7174 | 63.7174 | 63.7174 | 63.7174 | 0 | 0 | 0 | 0 | 0 | 0 | 0 | 0 | 0 | 0 | 0 | 0 | 0 | 0 | 0 | 0 | 0 | 0 | 0 | 0 | 0 | 47456077.127 | 47855750.9009 | 48255424.6748 | 48655098.4487 | 49054772.2226 | 0 | 0 | 0 | 0 | 0 | 0 | 0 | 0 | 0 | 0 | 0 | 0 | 0 | 0 | 0 | 0 | 0 | 0 | 0 | 0 | 0
Table 59. Vermont Pool Water Heating Efficiency, C/I Buildings
[18 empty] | Pool Water Heating Fuel | Average Efficiency (ηave,fuel)
[18 empty] | Oil | 0.85
[18 empty] | Propane | 0.85
[18 empty] | Natural Gas | 0.85
[18 empty] | Electricity | 0.99
229158482.7314

## RE_APPL_HPCD
Characterization: | RE_APPL_HPCD
Residential Heat Pump Clothes Dryers
Assumptions:
▪ ENERGY STAR-certified standard-sized (≥ 4.4 ft3) dryer, heat pump or hybrid heat pump
▪ Existing dryer type is unknown/not collected
▪ Central A/C presence is unknown/not collected
▪ Space heating fuel type is unknown/not collected
▪ Building type (single family or multifamily) is unknown/not collected
helper row
[6 empty] | 2025 First Year Savings | [5 empty] | Affected Fuel Adders |  | Mixed Baseline Scenario Adders | [28 empty] | Affected Fuel Lifecycle Carbon Intensity - With Adder (gCO2e/MJ) | [25 empty] | Lifetime CO2e Reductions, Thermal [g] | [25 empty] | Lifetime CO2e Reductions, Total [g]
ENERGY STAR Most Efficient? | Space Heating Fuel | Baseline Dryer Fuel | Lifetime CO2e Reductions, Thermal [g] | Lifetime CO2e Reductions, Total [g] | Lifetime Credits | ΔCO2ethermal | ΔCO2edirect | ΔCO2ecool | ΔCO2eheat | CO2ebase dryer | CO2ehp dryer | TDL | CI' | TDLelec | TDLng | CI' prop | CI' oil | CI' wood | ΔEheat [MJ] | ΔEhl [MJ] | Edryer,base [MJ] | Edryer,hp [MJ] | Load [lbs] | ΔEcl [MJ] | Measure Life | Baseline Dryer Fuel Type | CEFbase [lbs/kWh] | CEFhp [lbs/kWh] | Weight [lbs] | Ncycles | %Elec dryer | %NG dryer | %LP dryer | %Cool | %Conditioned | HRbase | HRhp | WHHF | WHCF | ηave | ηcool | MJ/kWh | 2025 | 2026 | 2027 | 2028 | 2029 | 2030 | 2031 | 2032 | 2033 | 2034 | 2035 | 2036 | 2037 | 2038 | 2039 | 2040 | 2041 | 2042 | 2043 | 2044 | 2045 | 2046 | 2047 | 2048 | 2049 | 2050 | 2025 | 2026 | 2027 | 2028 | 2029 | 2030 | 2031 | 2032 | 2033 | 2034 | 2035 | 2036 | 2037 | 2038 | 2039 | 2040 | 2041 | 2042 | 2043 | 2044 | 2045 | 2046 | 2047 | 2048 | 2049 | 2050 | 2025 | 2026 | 2027 | 2028 | 2029 | 2030 | 2031 | 2032 | 2033 | 2034 | 2035 | 2036 | 2037 | 2038 | 2039 | 2040 | 2041 | 2042 | 2043 | 2044 | 2045 | 2046 | 2047 | 2048 | 2049 | 2050
No | Unknown | Natural Gas | 1233029.757 | 1228615.9112 | 1.233 | 69833.9742 | 136671.7557 | -590.0666 | -66837.7816 | 222883.4852 | 86211.7295 | 1.4% | 0 | 4% | 1.4% | 0.32764 | 0.2149 | 1.3777 | -869.8641 | -822.3695 | 3449.0282 | 2191.3289 | 2720.9 | -55.7937 | 12 | Natural Gas | 2.84 | 4.47 | 8.45 | 322 | 81% | 16% | 4% | 14.7% | 73% | 5% | 100% | 0.558 | 0.188 | 0.9454 | 3.72 | 3.6 | 63.7174 | 63.7174 | 63.7174 | 63.7174 | 63.7174 | 63.6511 | 63.6511 | 63.6511 | 63.6511 | 63.6511 | 63.6399 | 63.6399 | 0 | 0 | 0 | 0 | 0 | 0 | 0 | 0 | 0 | 0 | 0 | 0 | 0 | 0 | 69833.9742 | 75936.1032 | 82002.221 | 88068.3388 | 94135.8445 | 100219.6058 | 106285.7236 | 112351.8414 | 118417.9592 | 124542.7856 | 130617.6798 | 130617.6798 | 0 | 0 | 0 | 0 | 0 | 0 | 0 | 0 | 0 | 0 | 0 | 0 | 0 | 0 | 69243.9076 | 75387.0667 | 81494.2145 | 87601.3624 | 93709.8982 | 99834.6895 | 105941.8373 | 112048.9852 | 118156.133 | 124321.9895 | 130437.9137 | 130437.9137 | 0 | 0 | 0 | 0 | 0 | 0 | 0 | 0 | 0 | 0 | 0 | 0 | 0 | 0
| Unknown | Propane | 1616000.7135 | 1611586.8677 | 1.616 | 102664.0039 | 169501.7855 | -590.0666 | -66837.7816 | 255713.515 | 86211.7295 | 0% | 0.32764 | 4% | 1.4% | 0.32764 | 0.2149 | 1.3777 | -869.8641 | -822.3695 | 3449.0282 | 2191.3289 | 2720.9 | -55.7937 | 12 | Delivered | 2.84 | 4.47 | 8.45 | 322 | 81% | 16% | 4% | 14.7% | 73% | 5% | 100% | 0.558 | 0.188 | 0.9454 | 3.72 | 3.6 | 74.1407 | 73.9136 | 73.9136 | 73.9136 | 73.9048 | 73.9048 | 73.9048 | 73.9048 | 73.9048 | 73.5345 | 73.5345 | 73.5345 | 0 | 0 | 0 | 0 | 0 | 0 | 0 | 0 | 0 | 0 | 0 | 0 | 0 | 0 | 102664.0039 | 107982.6573 | 114048.7751 | 120114.8929 | 126152.2022 | 132467.9325 | 138534.0503 | 144600.1681 | 150666.2859 | 155513.8221 | 161627.9615 | 161627.9615 | 0 | 0 | 0 | 0 | 0 | 0 | 0 | 0 | 0 | 0 | 0 | 0 | 0 | 0 | 102073.9374 | 107433.6208 | 113540.7686 | 119647.9165 | 125726.2558 | 132083.0162 | 138190.164 | 144297.3119 | 150404.4597 | 155293.0259 | 161448.1954 | 161448.1954 | 0 | 0 | 0 | 0 | 0 | 0 | 0 | 0 | 0 | 0 | 0 | 0 | 0 | 0
| Unknown | Unknown, non-commercial | -143283.8933 | -147720.482 | -0.14328 | -7135.2545 | 60046.9176 | -593.107 | -67182.1721 | 146258.6471 | 86211.7295 | 0% | 0 | 4% | 1.4% | 0.32764 | 0.2149 | 1.3777 | -874.3462 | -826.6069 | 3240.9775 | 2191.3289 | 2720.9 | -56.0812 | 12 | Unknown | blended | 4.47 | 8.45 | 322 | 81% | 16% | 4% | 14.7% | 73% | 5% | 100% | 0.558 | 0.188 | 0.9454 | 3.72 | 3.6 | blended | blended | blended | blended | blended | blended | blended | blended | blended | blended | blended | blended | blended | blended | blended | blended | blended | blended | blended | blended | blended | blended | blended | blended | blended | blended | -7135.2545 | -8043.0121 | -8955.6274 | -9868.2427 | -10780.6708 | -11479.5025 | -12392.1178 | -13304.7331 | -14217.3484 | -15122.0443 | -15992.6697 | -15992.6697 | 0 | 0 | 0 | 0 | 0 | 0 | 0 | 0 | 0 | 0 | 0 | 0 | 0 | 0 | -7728.3615 | -8594.8776 | -9466.2515 | -10337.6253 | -11208.812 | -11866.4022 | -12737.776 | -13609.1499 | -14480.5237 | -15343.9781 | -16173.3621 | -16173.3621 | 0 | 0 | 0 | 0 | 0 | 0 | 0 | 0 | 0 | 0 | 0 | 0 | 0 | 0
Yes | Unknown | Natural Gas | 1915866.3093 | 1913622.1371 | 1.9159 | 141732.0652 | 175715.0115 | -300.013 | -33982.9462 | 222883.4852 | 47168.4738 | 1.4% | 0 | 4% | 1.4% | 0.32764 | 0.2149 | 1.3777 | -442.273 | -418.1249 | 3449.0282 | 1198.9278 | 2720.9 | -28.3677 | 12 | Natural Gas | 2.84 | 8.17 | 8.45 | 322 | 81% | 16% | 4% | 14.7% | 73% | 5% | 100% | 0.558 | 0.188 | 0.9454 | 3.72 | 3.6 | 63.7174 | 63.7174 | 63.7174 | 63.7174 | 63.7174 | 63.6511 | 63.6511 | 63.6511 | 63.6511 | 63.6511 | 63.6399 | 63.6399 | 0 | 0 | 0 | 0 | 0 | 0 | 0 | 0 | 0 | 0 | 0 | 0 | 0 | 0 | 141732.0652 | 145066.5283 | 148382.6818 | 151698.8353 | 155015.6945 | 158226.7918 | 161542.9453 | 164859.0988 | 168175.2524 | 171521.2556 | 174822.58 | 174822.58 | 0 | 0 | 0 | 0 | 0 | 0 | 0 | 0 | 0 | 0 | 0 | 0 | 0 | 0 | 141432.0523 | 144787.3766 | 148124.3914 | 151461.4062 | 154799.1267 | 158031.0852 | 161368.1 | 164705.1149 | 168042.1297 | 171408.9942 | 174731.1799 | 174731.1799 | 0 | 0 | 0 | 0 | 0 | 0 | 0 | 0 | 0 | 0 | 0 | 0 | 0 | 0
| Unknown | Propane | 2298837.2657 | 2296593.0936 | 2.2988 | 174562.095 | 208545.0412 | -300.013 | -33982.9462 | 255713.515 | 47168.4738 | 0% | 0.32764 | 4% | 1.4% | 0.32764 | 0.2149 | 1.3777 | -442.273 | -418.1249 | 3449.0282 | 1198.9278 | 2720.9 | -28.3677 | 12 | Delivered | 2.84 | 8.17 | 8.45 | 322 | 81% | 16% | 4% | 14.7% | 73% | 5% | 100% | 0.558 | 0.188 | 0.9454 | 3.72 | 3.6 | 74.1407 | 73.9136 | 73.9136 | 73.9136 | 73.9048 | 73.9048 | 73.9048 | 73.9048 | 73.9048 | 73.5345 | 73.5345 | 73.5345 | 0 | 0 | 0 | 0 | 0 | 0 | 0 | 0 | 0 | 0 | 0 | 0 | 0 | 0 | 174562.095 | 177113.0824 | 180429.2359 | 183745.3894 | 187032.0522 | 190475.1185 | 193791.272 | 197107.4256 | 200423.5791 | 202492.2921 | 205832.8617 | 205832.8617 | 0 | 0 | 0 | 0 | 0 | 0 | 0 | 0 | 0 | 0 | 0 | 0 | 0 | 0 | 174262.0821 | 176833.9307 | 180170.9455 | 183507.9603 | 186815.4844 | 190279.412 | 193616.4268 | 196953.4416 | 200290.4564 | 202380.0307 | 205741.4616 | 205741.4616 | 0 | 0 | 0 | 0 | 0 | 0 | 0 | 0 | 0 | 0 | 0 | 0 | 0 | 0
| Unknown | Unknown, non-commercial | 539552.659 | 537285.7439 | 0.53955 | 64762.8365 | 99090.1733 | -303.0533 | -34327.3368 | 146258.6471 | 47168.4738 | 0% | 0 | 4% | 1.4% | 0.32764 | 0.2149 | 1.3777 | -446.7551 | -422.3623 | 3240.9775 | 1198.9278 | 2720.9 | -28.6552 | 12 | Unknown | blended | 8.17 | 8.45 | 322 | 81% | 16% | 4% | 14.7% | 73% | 5% | 100% | 0.558 | 0.188 | 0.9454 | 3.72 | 3.6 | blended | blended | blended | blended | blended | blended | blended | blended | blended | blended | blended | blended | blended | blended | blended | blended | blended | blended | blended | blended | blended | blended | blended | blended | blended | blended | 64762.8365 | 61087.413 | 57424.8334 | 53762.2538 | 50099.1792 | 46527.6835 | 42865.1039 | 39202.5243 | 35539.9447 | 31856.4258 | 28212.2305 | 28212.2305 | 0 | 0 | 0 | 0 | 0 | 0 | 0 | 0 | 0 | 0 | 0 | 0 | 0 | 0 | 64459.7832 | 60805.4323 | 57163.9254 | 53522.4185 | 49880.4166 | 46329.9936 | 42688.4867 | 39046.9798 | 35405.4729 | 31743.0267 | 28119.9041 | 28119.9041 | 0 | 0 | 0 | 0 | 0 | 0 | 0 | 0 | 0 | 0 | 0 | 0 | 0 | 0
Table 61. Clothes Dryer Fuel Mix and Average Efficiency, Residential Buildings
[25 empty] | Clothes Dryer Heating Fuel | Building Type |  |  | Assumed Dryer Efficiency (CEFbase)
[26 empty] | Single Family | Multifamily | Unknown
[25 empty] | Electric | 81% | 77% | 81% | 3.11
[25 empty] | Natural Gas | 15% | 21% | 16% | 2.84
[25 empty] | Propane | 4% | 3% | 4% | 2.84
Table 64. Vermont Primary Heating Fuel Mix and Average Heating Efficiency, Residential Buildings
[25 empty] | Heating Fuel | Building Type |  |  | Average Heating Efficiency (ηave)
[26 empty] | Single Family | Multifamily | Unknown
[25 empty] | Oil | 45% | 5% | 41% | 0.84
[25 empty] | Propane (LP) | 17% | 5% | 16% | 0.83
[25 empty] | Natural Gas (NG) | 23% | 66% | 27% | 0.85
[25 empty] | Electricity | 6% | 23% | 8% | 2.52
[25 empty] | Wood | 8% | 1% | 7% | 0.53
Table 62. Heat Pump Clothes Dryer CEF by Type (CEFhp)
[25 empty] | Technology | Size | CEF [lbs/kWh]
[27 empty] | ENERGY STAR | ENERGY STAR Most Efficient
[25 empty] | Heat Pump | Standard | 4.3 | 9.13
[25 empty] | Heat Pump | Compact | 3.36 | 6.25
[25 empty] | Hybrid Heat Pump | Standard or Compact | 4.5 | 6.03
[25 empty] | Unknown (full or hybrid) | Standard | 4.47 | 8.17
[25 empty] | Unknown (full or hybrid) | Compact | 3.36 | 6.25
Table 66. Portion of Dryer Heat Energy Remaining in Space
[25 empty] | Dryer Type | %HR
[25 empty] | Vented | 5%
[25 empty] | Ventless | 100%

## RE_APPL_INCT
Characterization: | RE_APPL_INCT
Residential Induction Cooktops
Assumptions:
▪ Building type (single family or multifamily) is unknown/not collected
helper row
|  |  |  | 2025 First Year Savings |  |  |  | Affected Fuel Adders |  | Mixed Baseline Scenario Adders | [15 empty] | Lifecycle Carbon Intensity - With Adder (gCO2e/MJ) | [25 empty] | Lifetime CO2e Reductions, Thermal [g] | [25 empty] | Lifetime CO2e Reductions, Total [g]
Existing Cooktop Fuel | Lifetime CO2e Reductions, Thermal [g] | Lifetime CO2e Reductions, Total [g] | Lifetime Credits | ΔCO2e | ΔCO2edirect | ΔCO2ebase | ΔCO2einduction | CI' | TDL | TDLelec | TDLng | CI' prop | CI' oil | CI' wood | Ebase [MJ] | ΔEinduction [MJ] | Measure Life | Baseline Dryer Fuel Type | ηstd elec | ηinduction | Heat Up Energy | Simmer Energy | Saute Energy | Days | MJ/BTU | 2025 | 2026 | 2027 | 2028 | 2029 | 2030 | 2031 | 2032 | 2033 | 2034 | 2035 | 2036 | 2037 | 2038 | 2039 | 2040 | 2041 | 2042 | 2043 | 2044 | 2045 | 2046 | 2047 | 2048 | 2049 | 2050 | 2025 | 2026 | 2027 | 2028 | 2029 | 2030 | 2031 | 2032 | 2033 | 2034 | 2035 | 2036 | 2037 | 2038 | 2039 | 2040 | 2041 | 2042 | 2043 | 2044 | 2045 | 2046 | 2047 | 2048 | 2049 | 2050 | 2025 | 2026 | 2027 | 2028 | 2029 | 2030 | 2031 | 2032 | 2033 | 2034 | 2035 | 2036 | 2037 | 2038 | 2039 | 2040 | 2041 | 2042 | 2043 | 2044 | 2045 | 2046 | 2047 | 2048 | 2049 | 2050
Natural Gas | 1858400.7488 | 1858400.7488 | 1.8584 | 107875.3098 | 107875.3098 | 144495.0428 | 36619.733 | 0 | 1.4% | 4% | 1.4% | 0.32764 | 0.2149 | 1.3777 | 2236 | 930.8 | 15 | Natural Gas | 0.74 | 0.84 | 5.43 | 1.77 | 1.4 | 260 | 0.00106 | 63.7174 | 63.7174 | 63.7174 | 63.7174 | 63.7174 | 63.6511 | 63.6511 | 63.6511 | 63.6511 | 63.6511 | 63.6399 | 63.6399 | 63.6399 | 63.6399 | 63.6399 | 0 | 0 | 0 | 0 | 0 | 0 | 0 | 0 | 0 | 0 | 0 | 107875.3098 | 110421.6484 | 112967.987 | 115514.3256 | 118060.6642 | 120456.6176 | 123002.9562 | 125549.2948 | 128095.6334 | 130641.972 | 133162.868 | 133162.868 | 133162.868 | 133162.868 | 133162.868 | 0 | 0 | 0 | 0 | 0 | 0 | 0 | 0 | 0 | 0 | 0 | 107875.3098 | 110421.6484 | 112967.987 | 115514.3256 | 118060.6642 | 120456.6176 | 123002.9562 | 125549.2948 | 128095.6334 | 130641.972 | 133162.868 | 133162.868 | 133162.868 | 133162.868 | 133162.868 | 0 | 0 | 0 | 0 | 0 | 0 | 0 | 0 | 0 | 0 | 0
Propane | 2166847.9384 | 2166847.9384 | 2.1668 | 129158.9709 | 129158.9709 | 165778.7039 | 36619.733 | 0.32764 | 0% | 4% | 1.4% | 0.32764 | 0.2149 | 1.3777 | 2236 | 930.8 | 15 | Delivered | 0.74 | 0.84 | 5.43 | 1.77 | 1.4 | 260 | 0.00106 | 74.1407 | 73.9136 | 73.9136 | 73.9136 | 73.9048 | 73.9048 | 73.9048 | 73.9048 | 73.9048 | 73.5345 | 73.5345 | 73.5345 | 73.5345 | 73.5345 | 73.4701 | 0 | 0 | 0 | 0 | 0 | 0 | 0 | 0 | 0 | 0 | 0 | 129158.9709 | 131197.3833 | 133743.7219 | 136290.0605 | 138816.8228 | 141363.1614 | 143909.5 | 146455.8386 | 149002.1772 | 150720.4504 | 153266.789 | 153266.789 | 153266.789 | 153266.789 | 153122.6955 | 0 | 0 | 0 | 0 | 0 | 0 | 0 | 0 | 0 | 0 | 0 | 129158.9709 | 131197.3833 | 133743.7219 | 136290.0605 | 138816.8228 | 141363.1614 | 143909.5 | 146455.8386 | 149002.1772 | 150720.4504 | 153266.789 | 153266.789 | 153266.789 | 153266.789 | 153122.6955 | 0 | 0 | 0 | 0 | 0 | 0 | 0 | 0 | 0 | 0 | 0
Unknown, non-commercial | 1121533.292 | 1121533.292 | 1.1215 | 67569.3623 | 67569.3623 | 104189.0953 | 36619.733 | 0 | 0% | 4% | 1.4% | 0.32764 | 0.2149 | 1.3777 | blended | 930.8 | 15 | Unknown | 0.74 | 0.84 | blended | blended | blended | 260 | 0.00106 | blended | blended | blended | blended | blended | blended | blended | blended | blended | blended | blended | blended | blended | blended | blended | blended | blended | blended | blended | blended | blended | blended | blended | blended | blended | blended | 67569.3623 | 68565.4478 | 69754.5453 | 70943.6427 | 72125.3012 | 73291.8408 | 74480.9383 | 75670.0357 | 76859.1332 | 77733.5658 | 78918.8468 | 78918.8468 | 78918.8468 | 78918.8468 | 78864.0913 | 0 | 0 | 0 | 0 | 0 | 0 | 0 | 0 | 0 | 0 | 0 | 67569.3623 | 68565.4478 | 69754.5453 | 70943.6427 | 72125.3012 | 73291.8408 | 74480.9383 | 75670.0357 | 76859.1332 | 77733.5658 | 78918.8468 | 78918.8468 | 78918.8468 | 78918.8468 | 78864.0913 | 0 | 0 | 0 | 0 | 0 | 0 | 0 | 0 | 0 | 0 | 0
Table 68. Cooktop Fuel Mix in Vermont Residential Buildings
[17 empty] | Cooktop Fuel | Building Type
[18 empty] | Single Family | Multifamily | Unknown
[17 empty] | Electric | 46% | 55% | 47%
[17 empty] | Propane (LP) | 42% | 3% | 38%
[17 empty] | Natural Gas (NG) | 12% | 42% | 15%
Table 69. Cooktop Energy Usage
[17 empty] | Cooktop Fuel | Heat Up Energy (MJ/Day) | Simmer Energy (MJ/Day) | Saute Energy (MJ/Day) | Total Energy (MJ/Day)
[17 empty] | Electricity (Standard Cooktop) | 2.32 | 0.98 | 0.76 | 4.06
[17 empty] | Electricity (Induction) | 2.05 | 0.86 | 0.67 | 3.58
[17 empty] | Natural Gas | 5.43 | 1.77 | 1.4 | 8.6
[17 empty] | Propane | 5.43 | 1.77 | 1.4 | 8.6

## RE_ENVE_AIRS
Characterization: | RE_ENVE_AIRS
Residential Air Sealing
Assumptions:
▪ Central A/C presence is unknown/not collected
▪ Heating efficiencies per Table 71 (known systems/fuels) or per Table 72 (unknown systems/fuels)
▪ Building type (single family or multifamily) is unknown/not collected
helper row
CFM50 Reduction | [6 empty] | 2025 First Year Savings |  |  |  | Affected Fuel Adders |  | Mixed Baseline Scenario Adders | [23 empty] | Affected Fuel Lifecycle Carbon Intensity - With Adder (gCO2e/MJ) | [25 empty] | Lifetime CO2e Reductions, Thermal [g] | [25 empty] | Lifetime CO2e Reductions, Total [g]
Range | Assumed Value | System Type | Fuel | Lifetime CO2e Reductions, Thermal [g] | Lifetime CO2e Reductions, Total [g] | Lifetime Credits | ΔCO2e | ΔCO2eheat | ΔCO2ecool | ΔCO2efan | TDL | CI' | TDLelec | TDLng | CI' prop | CI' oil | CI' wood | ΔEheat [MJ] | ΔEcool [MJ] | ΔEfan [MJ] | ΔEhl [MJ] | ΔEcl [MJ] | Measure Life | Fe | %Fossil | %Cool | ΔCFM | N | HDH [°F hr] | CDH [°F hr] | Adjheat | Adjcool | ηheat | ηcool | Specific Heat of Air | MJ/BTU | 2025 | 2026 | 2027 | 2028 | 2029 | 2030 | 2031 | 2032 | 2033 | 2034 | 2035 | 2036 | 2037 | 2038 | 2039 | 2040 | 2041 | 2042 | 2043 | 2044 | 2045 | 2046 | 2047 | 2048 | 2049 | 2050 | 2025 | 2026 | 2027 | 2028 | 2029 | 2030 | 2031 | 2032 | 2033 | 2034 | 2035 | 2036 | 2037 | 2038 | 2039 | 2040 | 2041 | 2042 | 2043 | 2044 | 2045 | 2046 | 2047 | 2048 | 2049 | 2050 | 2025 | 2026 | 2027 | 2028 | 2029 | 2030 | 2031 | 2032 | 2033 | 2034 | 2035 | 2036 | 2037 | 2038 | 2039 | 2040 | 2041 | 2042 | 2043 | 2044 | 2045 | 2046 | 2047 | 2048 | 2049 | 2050
>0 and <800 | 400 | Boiler | Oil | 3271808.6466 | 3294087.7598 | 3.2718 | 166727.0674 | 164480.619 | 206.6714 | 2039.7771 | 0% | 0.2149 | 4% | 1.4% | 0.32764 | 0.2149 | 1.3777 | 1965.6897 | 5.2532 | 51.847 | 1670.8363 | 19.5418 | 20 | 3.14% | 84% | 14.7% | 400 | 17.1 | 113443 | 6619 | 0.55 | 0.75 | 0.85 | 3.72 | 1.08 | 0.00106 | 83.6758 | 83.6758 | 83.6758 | 83.6758 | 83.6758 | 83.1407 | 83.1407 | 83.1407 | 83.1407 | 83.1407 | 83.0516 | 83.0516 | 83.0516 | 83.0516 | 83.0516 | 83.0236 | 83.0236 | 83.0236 | 83.0236 | 83.0236 | 0 | 0 | 0 | 0 | 0 | 0 | 164480.619 | 164480.619 | 164480.619 | 164480.619 | 164480.619 | 163428.7799 | 163428.7799 | 163428.7799 | 163428.7799 | 163428.7799 | 163253.6319 | 163253.6319 | 163253.6319 | 163253.6319 | 163253.6319 | 163198.6985 | 163198.6985 | 163198.6985 | 163198.6985 | 163198.6985 | 0 | 0 | 0 | 0 | 0 | 0 | 166727.0674 | 166570.8615 | 166414.6556 | 166258.4497 | 166102.2438 | 164894.1989 | 164737.993 | 164581.7871 | 164425.5812 | 164269.3753 | 163938.0213 | 163938.0213 | 163938.0213 | 163938.0213 | 163938.0213 | 163883.088 | 163883.088 | 163883.088 | 163883.088 | 163883.088 | 0 | 0 | 0 | 0 | 0 | 0
| 400 | Boiler | Propane | 2736234.18 | 2757389.4347 | 2.7362 | 139774.2879 | 137641.1604 | 206.6714 | 1926.4561 | 0% | 0.32764 | 4% | 1.4% | 0.32764 | 0.2149 | 1.3777 | 1856.4847 | 5.2532 | 48.9666 | 1670.8363 | 19.5418 | 20 | 3.14% | 84% | 14.7% | 400 | 17.1 | 113443 | 6619 | 0.55 | 0.75 | 0.9 | 3.72 | 1.08 | 0.00106 | 74.1407 | 73.9136 | 73.9136 | 73.9136 | 73.9048 | 73.9048 | 73.9048 | 73.9048 | 73.9048 | 73.5345 | 73.5345 | 73.5345 | 73.5345 | 73.5345 | 73.4701 | 73.4701 | 73.4701 | 73.4701 | 73.4701 | 73.4507 | 0 | 0 | 0 | 0 | 0 | 0 | 137641.1604 | 137219.4443 | 137219.4443 | 137219.4443 | 137203.1907 | 137203.1907 | 137203.1907 | 137203.1907 | 137203.1907 | 136515.6724 | 136515.6724 | 136515.6724 | 136515.6724 | 136515.6724 | 136396.0359 | 136396.0359 | 136396.0359 | 136396.0359 | 136396.0359 | 136360.192 | 0 | 0 | 0 | 0 | 0 | 0 | 139774.2879 | 139204.2456 | 139055.9195 | 138907.5933 | 138743.0135 | 138594.6873 | 138446.3611 | 138298.0349 | 138149.7088 | 137313.8643 | 137165.5382 | 137165.5382 | 137165.5382 | 137165.5382 | 137045.9016 | 137045.9016 | 137045.9016 | 137045.9016 | 137045.9016 | 137010.0578 | 0 | 0 | 0 | 0 | 0 | 0
| 400 | Boiler | Natural Gas | 2508782.7439 | 2530826.6308 | 2.5088 | 127772.6939 | 125549.9638 | 206.6714 | 2016.0587 | 1.4% | 0 | 4% | 1.4% | 0.32764 | 0.2149 | 1.3777 | 1942.8329 | 5.2532 | 51.2442 | 1670.8363 | 19.5418 | 20 | 3.14% | 84% | 14.7% | 400 | 17.1 | 113443 | 6619 | 0.55 | 0.75 | 0.86 | 3.72 | 1.08 | 0.00106 | 63.7174 | 63.7174 | 63.7174 | 63.7174 | 63.7174 | 63.6511 | 63.6511 | 63.6511 | 63.6511 | 63.6511 | 63.6399 | 63.6399 | 63.6399 | 63.6399 | 63.6399 | 63.6363 | 63.6363 | 63.6363 | 63.6363 | 63.6363 | 0 | 0 | 0 | 0 | 0 | 0 | 125549.9638 | 125549.9638 | 125549.9638 | 125549.9638 | 125549.9638 | 125419.2959 | 125419.2959 | 125419.2959 | 125419.2959 | 125419.2959 | 125397.1891 | 125397.1891 | 125397.1891 | 125397.1891 | 125397.1891 | 125390.1 | 125390.1 | 125390.1 | 125390.1 | 125390.1 | 0 | 0 | 0 | 0 | 0 | 0 | 127772.6939 | 127618.1372 | 127463.5805 | 127309.0239 | 127154.4672 | 126869.2427 | 126714.686 | 126560.1294 | 126405.5727 | 126251.0161 | 126074.3527 | 126074.3527 | 126074.3527 | 126074.3527 | 126074.3527 | 126067.2636 | 126067.2636 | 126067.2636 | 126067.2636 | 126067.2636 | 0 | 0 | 0 | 0 | 0 | 0
| 400 | Boiler | Kerosene | 3279747.027 | 3302026.1402 | 3.2797 | 167154.4318 | 164907.9834 | 206.6714 | 2039.7771 | 0% | 0.22206 | 4% | 1.4% | 0.32764 | 0.2149 | 1.3777 | 1965.6897 | 5.2532 | 51.847 | 1670.8363 | 19.5418 | 20 | 3.14% | 84% | 14.7% | 400 | 17.1 | 113443 | 6619 | 0.55 | 0.75 | 0.85 | 3.72 | 1.08 | 0.00106 | 83.8932 | 83.8932 | 83.8932 | 83.8932 | 83.8932 | 83.3423 | 83.3423 | 83.3423 | 83.3423 | 83.3423 | 83.2462 | 83.2462 | 83.2462 | 83.2462 | 83.2462 | 83.2177 | 83.2177 | 83.2177 | 83.2177 | 83.2177 | 0 | 0 | 0 | 0 | 0 | 0 | 164907.9834 | 164907.9834 | 164907.9834 | 164907.9834 | 164907.9834 | 163825.0368 | 163825.0368 | 163825.0368 | 163825.0368 | 163825.0368 | 163636.111 | 163636.111 | 163636.111 | 163636.111 | 163636.111 | 163580.2742 | 163580.2742 | 163580.2742 | 163580.2742 | 163580.2742 | 0 | 0 | 0 | 0 | 0 | 0 | 167154.4318 | 166998.2259 | 166842.02 | 166685.8141 | 166529.6082 | 165290.4557 | 165134.2498 | 164978.0439 | 164821.838 | 164665.6321 | 164320.5004 | 164320.5004 | 164320.5004 | 164320.5004 | 164320.5004 | 164264.6637 | 164264.6637 | 164264.6637 | 164264.6637 | 164264.6637 | 0 | 0 | 0 | 0 | 0 | 0
| 400 | Furnace | Oil | 3391508.963 | 3414528.1781 | 3.3915 | 172819.277 | 170498.2026 | 206.6714 | 2114.403 | 0% | 0.2149 | 4% | 1.4% | 0.32764 | 0.2149 | 1.3777 | 2037.6052 | 5.2532 | 53.7439 | 1670.8363 | 19.5418 | 20 | 3.14% | 84% | 14.7% | 400 | 17.1 | 113443 | 6619 | 0.55 | 0.75 | 0.82 | 3.72 | 1.08 | 0.00106 | 83.6758 | 83.6758 | 83.6758 | 83.6758 | 83.6758 | 83.1407 | 83.1407 | 83.1407 | 83.1407 | 83.1407 | 83.0516 | 83.0516 | 83.0516 | 83.0516 | 83.0516 | 83.0236 | 83.0236 | 83.0236 | 83.0236 | 83.0236 | 0 | 0 | 0 | 0 | 0 | 0 | 170498.2026 | 170498.2026 | 170498.2026 | 170498.2026 | 170498.2026 | 169407.8816 | 169407.8816 | 169407.8816 | 169407.8816 | 169407.8816 | 169226.3257 | 169226.3257 | 169226.3257 | 169226.3257 | 169226.3257 | 169169.3826 | 169169.3826 | 169169.3826 | 169169.3826 | 169169.3826 | 0 | 0 | 0 | 0 | 0 | 0 | 172819.277 | 172657.882 | 172496.4871 | 172335.0921 | 172173.6971 | 170921.9811 | 170760.5861 | 170599.1911 | 170437.7961 | 170276.4011 | 169933.4503 | 169933.4503 | 169933.4503 | 169933.4503 | 169933.4503 | 169876.5072 | 169876.5072 | 169876.5072 | 169876.5072 | 169876.5072 | 0 | 0 | 0 | 0 | 0 | 0
| 400 | Furnace | Propane | 2736234.18 | 2757389.4347 | 2.7362 | 139774.2879 | 137641.1604 | 206.6714 | 1926.4561 | 0% | 0.32764 | 4% | 1.4% | 0.32764 | 0.2149 | 1.3777 | 1856.4847 | 5.2532 | 48.9666 | 1670.8363 | 19.5418 | 20 | 3.14% | 84% | 14.7% | 400 | 17.1 | 113443 | 6619 | 0.55 | 0.75 | 0.9 | 3.72 | 1.08 | 0.00106 | 74.1407 | 73.9136 | 73.9136 | 73.9136 | 73.9048 | 73.9048 | 73.9048 | 73.9048 | 73.9048 | 73.5345 | 73.5345 | 73.5345 | 73.5345 | 73.5345 | 73.4701 | 73.4701 | 73.4701 | 73.4701 | 73.4701 | 73.4507 | 0 | 0 | 0 | 0 | 0 | 0 | 137641.1604 | 137219.4443 | 137219.4443 | 137219.4443 | 137203.1907 | 137203.1907 | 137203.1907 | 137203.1907 | 137203.1907 | 136515.6724 | 136515.6724 | 136515.6724 | 136515.6724 | 136515.6724 | 136396.0359 | 136396.0359 | 136396.0359 | 136396.0359 | 136396.0359 | 136360.192 | 0 | 0 | 0 | 0 | 0 | 0 | 139774.2879 | 139204.2456 | 139055.9195 | 138907.5933 | 138743.0135 | 138594.6873 | 138446.3611 | 138298.0349 | 138149.7088 | 137313.8643 | 137165.5382 | 137165.5382 | 137165.5382 | 137165.5382 | 137045.9016 | 137045.9016 | 137045.9016 | 137045.9016 | 137045.9016 | 137010.0578 | 0 | 0 | 0 | 0 | 0 | 0
| 400 | Furnace | Natural Gas | 2295269.3189 | 2315611.5695 | 2.2953 | 116916.0111 | 114864.8605 | 206.6714 | 1844.4793 | 1.4% | 0 | 4% | 1.4% | 0.32764 | 0.2149 | 1.3777 | 1777.4854 | 5.2532 | 46.883 | 1670.8363 | 19.5418 | 20 | 3.14% | 84% | 14.7% | 400 | 17.1 | 113443 | 6619 | 0.55 | 0.75 | 0.94 | 3.72 | 1.08 | 0.00106 | 63.7174 | 63.7174 | 63.7174 | 63.7174 | 63.7174 | 63.6511 | 63.6511 | 63.6511 | 63.6511 | 63.6511 | 63.6399 | 63.6399 | 63.6399 | 63.6399 | 63.6399 | 63.6363 | 63.6363 | 63.6363 | 63.6363 | 63.6363 | 0 | 0 | 0 | 0 | 0 | 0 | 114864.8605 | 114864.8605 | 114864.8605 | 114864.8605 | 114864.8605 | 114745.3133 | 114745.3133 | 114745.3133 | 114745.3133 | 114745.3133 | 114725.0879 | 114725.0879 | 114725.0879 | 114725.0879 | 114725.0879 | 114718.6022 | 114718.6022 | 114718.6022 | 114718.6022 | 114718.6022 | 0 | 0 | 0 | 0 | 0 | 0 | 116916.0111 | 116773.3851 | 116630.7592 | 116488.1333 | 116345.5073 | 116083.3342 | 115940.7082 | 115798.0823 | 115655.4563 | 115512.8304 | 115349.9791 | 115349.9791 | 115349.9791 | 115349.9791 | 115349.9791 | 115343.4933 | 115343.4933 | 115343.4933 | 115343.4933 | 115343.4933 | 0 | 0 | 0 | 0 | 0 | 0
| 400 | Furnace | Kerosene | 3399737.7719 | 3422756.987 | 3.3997 | 173262.2767 | 170941.2023 | 206.6714 | 2114.403 | 0% | 0.22206 | 4% | 1.4% | 0.32764 | 0.2149 | 1.3777 | 2037.6052 | 5.2532 | 53.7439 | 1670.8363 | 19.5418 | 20 | 3.14% | 84% | 14.7% | 400 | 17.1 | 113443 | 6619 | 0.55 | 0.75 | 0.82 | 3.72 | 1.08 | 0.00106 | 83.8932 | 83.8932 | 83.8932 | 83.8932 | 83.8932 | 83.3423 | 83.3423 | 83.3423 | 83.3423 | 83.3423 | 83.2462 | 83.2462 | 83.2462 | 83.2462 | 83.2462 | 83.2177 | 83.2177 | 83.2177 | 83.2177 | 83.2177 | 0 | 0 | 0 | 0 | 0 | 0 | 170941.2023 | 170941.2023 | 170941.2023 | 170941.2023 | 170941.2023 | 169818.6357 | 169818.6357 | 169818.6357 | 169818.6357 | 169818.6357 | 169622.798 | 169622.798 | 169622.798 | 169622.798 | 169622.798 | 169564.9184 | 169564.9184 | 169564.9184 | 169564.9184 | 169564.9184 | 0 | 0 | 0 | 0 | 0 | 0 | 173262.2767 | 173100.8817 | 172939.4867 | 172778.0917 | 172616.6968 | 171332.7352 | 171171.3402 | 171009.9452 | 170848.5502 | 170687.1552 | 170329.9225 | 170329.9225 | 170329.9225 | 170329.9225 | 170329.9225 | 170272.043 | 170272.043 | 170272.043 | 170272.043 | 170272.043 | 0 | 0 | 0 | 0 | 0 | 0
| 400 | Heat Pump | Electricity | 198756.0213 | 206048.07 | 0.19876 | 20776.2473 | 20040.9752 | 206.6714 | 528.6008 | 4% | 0 | 4% | 1.4% | 0.32764 | 0.2149 | 1.3777 | 509.4013 | 5.2532 | 13.436 | 1670.8363 | 19.5418 | 20 | 3.14% | 84% | 14.7% | 400 | 17.1 | 113443 | 6619 | 0.55 | 0.75 | 3.28 | 3.72 | 1.08 | 0.00106 | 37.7685 | 35.1423 | 32.5161 | 29.8899 | 27.2636 | 24.6374 | 22.0112 | 19.385 | 16.7588 | 14.1326 | 11.5063 | 11.5063 | 11.5063 | 11.5063 | 11.5063 | 11.5063 | 11.5063 | 11.5063 | 11.5063 | 11.5063 | 0 | 0 | 0 | 0 | 0 | 0 | 20040.9752 | 18647.4339 | 17253.8926 | 15860.3514 | 14466.8101 | 13073.2689 | 11679.7276 | 10286.1864 | 8892.6451 | 7499.1039 | 6105.5626 | 6105.5626 | 6105.5626 | 6105.5626 | 6105.5626 | 6105.5626 | 6105.5626 | 6105.5626 | 6105.5626 | 6105.5626 | 0 | 0 | 0 | 0 | 0 | 0 | 20776.2473 | 19331.5792 | 17886.9111 | 16442.243 | 14997.5749 | 13552.9067 | 12108.2386 | 10663.5705 | 9218.9024 | 7774.2343 | 6329.5662 | 6329.5662 | 6329.5662 | 6329.5662 | 6329.5662 | 6329.5662 | 6329.5662 | 6329.5662 | 6329.5662 | 6329.5662 | 0 | 0 | 0 | 0 | 0 | 0
| 400 | Baseboard | Electricity | 651919.75 | 671164.4451 | 0.65192 | 67674.8804 | 65734.3985 | 206.6714 | 1733.8105 | 4% | 0 | 4% | 1.4% | 0.32764 | 0.2149 | 1.3777 | 1670.8363 | 5.2532 | 44.07 | 1670.8363 | 19.5418 | 20 | 3.14% | 84% | 14.7% | 400 | 17.1 | 113443 | 6619 | 0.55 | 0.75 | 1 | 3.72 | 1.08 | 0.00106 | 37.7685 | 35.1423 | 32.5161 | 29.8899 | 27.2636 | 24.6374 | 22.0112 | 19.385 | 16.7588 | 14.1326 | 11.5063 | 11.5063 | 11.5063 | 11.5063 | 11.5063 | 11.5063 | 11.5063 | 11.5063 | 11.5063 | 11.5063 | 0 | 0 | 0 | 0 | 0 | 0 | 65734.3985 | 61163.5832 | 56592.7679 | 52021.9526 | 47451.1373 | 42880.322 | 38309.5066 | 33738.6913 | 29167.876 | 24597.0607 | 20026.2454 | 20026.2454 | 20026.2454 | 20026.2454 | 20026.2454 | 20026.2454 | 20026.2454 | 20026.2454 | 20026.2454 | 20026.2454 | 0 | 0 | 0 | 0 | 0 | 0 | 67674.8804 | 62969.1344 | 58263.3885 | 53557.6425 | 48851.8966 | 44146.1506 | 39440.4047 | 34734.6587 | 30028.9128 | 25323.1668 | 20617.4209 | 20617.4209 | 20617.4209 | 20617.4209 | 20617.4209 | 20617.4209 | 20617.4209 | 20617.4209 | 20617.4209 | 20617.4209 | 0 | 0 | 0 | 0 | 0 | 0
| 400 | Pellet Stove | Wood Pellets | 2662628.7747 | 2689242.7707 | 2.6626 | 139791.9271 | 137108.3835 | 206.6714 | 2476.8721 | 0% | 1.9568 | 4% | 1.4% | 0.32764 | 0.2149 | 1.3777 | 2386.909 | 5.2532 | 62.9571 | 1670.8363 | 19.5418 | 20 | 3.14% | 84% | 14.7% | 400 | 17.1 | 113443 | 6619 | 0.55 | 0.75 | 0.7 | 3.72 | 1.08 | 0.00106 | 57.4418 | 57.4418 | 57.4418 | 57.4418 | 57.4418 | 55.4773 | 55.4773 | 55.4773 | 55.4773 | 55.4773 | 55.1452 | 55.1452 | 55.1452 | 55.1452 | 55.1452 | 55.0384 | 55.0384 | 55.0384 | 55.0384 | 55.0384 | 0 | 0 | 0 | 0 | 0 | 0 | 137108.3835 | 137108.3835 | 137108.3835 | 137108.3835 | 137108.3835 | 132419.1698 | 132419.1698 | 132419.1698 | 132419.1698 | 132419.1698 | 131626.5112 | 131626.5112 | 131626.5112 | 131626.5112 | 131626.5112 | 131371.6904 | 131371.6904 | 131371.6904 | 131371.6904 | 131371.6904 | 0 | 0 | 0 | 0 | 0 | 0 | 139791.9271 | 139605.3279 | 139418.7288 | 139232.1297 | 139045.5305 | 134169.7177 | 133983.1185 | 133796.5194 | 133609.9203 | 133423.3211 | 132444.0634 | 132444.0634 | 132444.0634 | 132444.0634 | 132444.0634 | 132189.2425 | 132189.2425 | 132189.2425 | 132189.2425 | 132189.2425 | 0 | 0 | 0 | 0 | 0 | 0
| 400 | Unknown | Unknown, non-commercial | 2683303.7477 | 2705339.7969 | 2.6833 | 138018.5423 | 135796.6025 | 206.6714 | 2015.2684 | 0% | 0 | 4% | 1.4% | 0.32764 | 0.2149 | 1.3777 | blended | 5.2532 | 51.2241 | 1670.8363 | 19.5418 | 20 | 3.14% | 84% | 14.7% | 400 | 17.1 | 113443 | 6619 | 0.55 | 0.75 | blended | 3.72 | 1.08 | 0.00106 | blended | blended | blended | blended | blended | blended | blended | blended | blended | blended | blended | blended | blended | blended | blended | blended | blended | blended | blended | blended | blended | blended | blended | blended | blended | blended | 135796.6025 | 135578.332 | 135433.2268 | 135288.1215 | 135140.1964 | 134487.9447 | 134342.8395 | 134197.7342 | 134052.629 | 133788.2435 | 133545.5711 | 133545.5711 | 133545.5711 | 133545.5711 | 133524.8148 | 133499.3994 | 133499.3994 | 133499.3994 | 133499.3994 | 133493.1808 | 0 | 0 | 0 | 0 | 0 | 0 | 138018.5423 | 137645.7701 | 137346.1632 | 137046.5562 | 136744.1294 | 135937.376 | 135637.7691 | 135338.1621 | 135038.5552 | 134619.668 | 134222.4938 | 134222.4938 | 134222.4938 | 134222.4938 | 134201.7376 | 134176.3222 | 134176.3222 | 134176.3222 | 134176.3222 | 134170.1035 | 0 | 0 | 0 | 0 | 0 | 0
800 to <1600 | 1200 | Boiler | Oil | 9815425.9399 | 9882263.2793 | 9.8154 | 500181.2023 | 493441.857 | 620.0141 | 6119.3312 | 0% | 0.2149 | 4% | 1.4% | 0.32764 | 0.2149 | 1.3777 | 5897.0692 | 15.7595 | 155.5411 | 5012.5088 | 58.6254 | 20 | 3.14% | 84% | 14.7% | 1200 | 17.1 | 113443 | 6619 | 0.55 | 0.75 | 0.85 | 3.72 | 1.08 | 0.00106 | 83.6758 | 83.6758 | 83.6758 | 83.6758 | 83.6758 | 83.1407 | 83.1407 | 83.1407 | 83.1407 | 83.1407 | 83.0516 | 83.0516 | 83.0516 | 83.0516 | 83.0516 | 83.0236 | 83.0236 | 83.0236 | 83.0236 | 83.0236 | 0 | 0 | 0 | 0 | 0 | 0 | 493441.857 | 493441.857 | 493441.857 | 493441.857 | 493441.857 | 490286.3398 | 490286.3398 | 490286.3398 | 490286.3398 | 490286.3398 | 489760.8957 | 489760.8957 | 489760.8957 | 489760.8957 | 489760.8957 | 489596.0956 | 489596.0956 | 489596.0956 | 489596.0956 | 489596.0956 | 0 | 0 | 0 | 0 | 0 | 0 | 500181.2023 | 499712.5846 | 499243.9669 | 498775.3492 | 498306.7315 | 494682.5966 | 494213.9789 | 493745.3612 | 493276.7435 | 492808.1258 | 491814.064 | 491814.064 | 491814.064 | 491814.064 | 491814.064 | 491649.2639 | 491649.2639 | 491649.2639 | 491649.2639 | 491649.2639 | 0 | 0 | 0 | 0 | 0 | 0
| 1200 | Boiler | Propane | 8208702.5401 | 8272168.304 | 8.2087 | 419322.8636 | 412923.4812 | 620.0141 | 5779.3683 | 0% | 0.32764 | 4% | 1.4% | 0.32764 | 0.2149 | 1.3777 | 5569.4542 | 15.7595 | 146.8999 | 5012.5088 | 58.6254 | 20 | 3.14% | 84% | 14.7% | 1200 | 17.1 | 113443 | 6619 | 0.55 | 0.75 | 0.9 | 3.72 | 1.08 | 0.00106 | 74.1407 | 73.9136 | 73.9136 | 73.9136 | 73.9048 | 73.9048 | 73.9048 | 73.9048 | 73.9048 | 73.5345 | 73.5345 | 73.5345 | 73.5345 | 73.5345 | 73.4701 | 73.4701 | 73.4701 | 73.4701 | 73.4701 | 73.4507 | 0 | 0 | 0 | 0 | 0 | 0 | 412923.4812 | 411658.3329 | 411658.3329 | 411658.3329 | 411609.572 | 411609.572 | 411609.572 | 411609.572 | 411609.572 | 409547.0172 | 409547.0172 | 409547.0172 | 409547.0172 | 409547.0172 | 409188.1076 | 409188.1076 | 409188.1076 | 409188.1076 | 409188.1076 | 409080.576 | 0 | 0 | 0 | 0 | 0 | 0 | 419322.8636 | 417612.7369 | 417167.7584 | 416722.7798 | 416229.0404 | 415784.0619 | 415339.0833 | 414894.1048 | 414449.1263 | 411941.593 | 411496.6145 | 411496.6145 | 411496.6145 | 411496.6145 | 411137.7049 | 411137.7049 | 411137.7049 | 411137.7049 | 411137.7049 | 411030.1733 | 0 | 0 | 0 | 0 | 0 | 0
| 1200 | Boiler | Natural Gas | 7526348.2317 | 7592479.8925 | 7.5263 | 383318.0816 | 376649.8913 | 620.0141 | 6048.1761 | 1.4% | 0 | 4% | 1.4% | 0.32764 | 0.2149 | 1.3777 | 5828.4986 | 15.7595 | 153.7325 | 5012.5088 | 58.6254 | 20 | 3.14% | 84% | 14.7% | 1200 | 17.1 | 113443 | 6619 | 0.55 | 0.75 | 0.86 | 3.72 | 1.08 | 0.00106 | 63.7174 | 63.7174 | 63.7174 | 63.7174 | 63.7174 | 63.6511 | 63.6511 | 63.6511 | 63.6511 | 63.6511 | 63.6399 | 63.6399 | 63.6399 | 63.6399 | 63.6399 | 63.6363 | 63.6363 | 63.6363 | 63.6363 | 63.6363 | 0 | 0 | 0 | 0 | 0 | 0 | 376649.8913 | 376649.8913 | 376649.8913 | 376649.8913 | 376649.8913 | 376257.8876 | 376257.8876 | 376257.8876 | 376257.8876 | 376257.8876 | 376191.5673 | 376191.5673 | 376191.5673 | 376191.5673 | 376191.5673 | 376170.3001 | 376170.3001 | 376170.3001 | 376170.3001 | 376170.3001 | 0 | 0 | 0 | 0 | 0 | 0 | 383318.0816 | 382854.4116 | 382390.7416 | 381927.0717 | 381463.4017 | 380607.7281 | 380144.0581 | 379680.3882 | 379216.7182 | 378753.0482 | 378223.058 | 378223.058 | 378223.058 | 378223.058 | 378223.058 | 378201.7907 | 378201.7907 | 378201.7907 | 378201.7907 | 378201.7907 | 0 | 0 | 0 | 0 | 0 | 0
| 1200 | Boiler | Kerosene | 9839241.0811 | 9906078.4205 | 9.8392 | 501463.2955 | 494723.9502 | 620.0141 | 6119.3312 | 0% | 0.22206 | 4% | 1.4% | 0.32764 | 0.2149 | 1.3777 | 5897.0692 | 15.7595 | 155.5411 | 5012.5088 | 58.6254 | 20 | 3.14% | 84% | 14.7% | 1200 | 17.1 | 113443 | 6619 | 0.55 | 0.75 | 0.85 | 3.72 | 1.08 | 0.00106 | 83.8932 | 83.8932 | 83.8932 | 83.8932 | 83.8932 | 83.3423 | 83.3423 | 83.3423 | 83.3423 | 83.3423 | 83.2462 | 83.2462 | 83.2462 | 83.2462 | 83.2462 | 83.2177 | 83.2177 | 83.2177 | 83.2177 | 83.2177 | 0 | 0 | 0 | 0 | 0 | 0 | 494723.9502 | 494723.9502 | 494723.9502 | 494723.9502 | 494723.9502 | 491475.1103 | 491475.1103 | 491475.1103 | 491475.1103 | 491475.1103 | 490908.333 | 490908.333 | 490908.333 | 490908.333 | 490908.333 | 490740.8227 | 490740.8227 | 490740.8227 | 490740.8227 | 490740.8227 | 0 | 0 | 0 | 0 | 0 | 0 | 501463.2955 | 500994.6778 | 500526.0601 | 500057.4424 | 499588.8247 | 495871.3671 | 495402.7494 | 494934.1317 | 494465.514 | 493996.8963 | 492961.5013 | 492961.5013 | 492961.5013 | 492961.5013 | 492961.5013 | 492793.991 | 492793.991 | 492793.991 | 492793.991 | 492793.991 | 0 | 0 | 0 | 0 | 0 | 0
| 1200 | Furnace | Oil | 10174526.8889 | 10243584.5342 | 10.1745 | 518457.8311 | 511494.6078 | 620.0141 | 6343.2091 | 0% | 0.2149 | 4% | 1.4% | 0.32764 | 0.2149 | 1.3777 | 6112.8156 | 15.7595 | 161.2316 | 5012.5088 | 58.6254 | 20 | 3.14% | 84% | 14.7% | 1200 | 17.1 | 113443 | 6619 | 0.55 | 0.75 | 0.82 | 3.72 | 1.08 | 0.00106 | 83.6758 | 83.6758 | 83.6758 | 83.6758 | 83.6758 | 83.1407 | 83.1407 | 83.1407 | 83.1407 | 83.1407 | 83.0516 | 83.0516 | 83.0516 | 83.0516 | 83.0516 | 83.0236 | 83.0236 | 83.0236 | 83.0236 | 83.0236 | 0 | 0 | 0 | 0 | 0 | 0 | 511494.6078 | 511494.6078 | 511494.6078 | 511494.6078 | 511494.6078 | 508223.6449 | 508223.6449 | 508223.6449 | 508223.6449 | 508223.6449 | 507678.9772 | 507678.9772 | 507678.9772 | 507678.9772 | 507678.9772 | 507508.1479 | 507508.1479 | 507508.1479 | 507508.1479 | 507508.1479 | 0 | 0 | 0 | 0 | 0 | 0 | 518457.8311 | 517973.6461 | 517489.4612 | 517005.2762 | 516521.0912 | 512765.9433 | 512281.7583 | 511797.5734 | 511313.3884 | 510829.2034 | 509800.3508 | 509800.3508 | 509800.3508 | 509800.3508 | 509800.3508 | 509629.5215 | 509629.5215 | 509629.5215 | 509629.5215 | 509629.5215 | 0 | 0 | 0 | 0 | 0 | 0
| 1200 | Furnace | Propane | 8208702.5401 | 8272168.304 | 8.2087 | 419322.8636 | 412923.4812 | 620.0141 | 5779.3683 | 0% | 0.32764 | 4% | 1.4% | 0.32764 | 0.2149 | 1.3777 | 5569.4542 | 15.7595 | 146.8999 | 5012.5088 | 58.6254 | 20 | 3.14% | 84% | 14.7% | 1200 | 17.1 | 113443 | 6619 | 0.55 | 0.75 | 0.9 | 3.72 | 1.08 | 0.00106 | 74.1407 | 73.9136 | 73.9136 | 73.9136 | 73.9048 | 73.9048 | 73.9048 | 73.9048 | 73.9048 | 73.5345 | 73.5345 | 73.5345 | 73.5345 | 73.5345 | 73.4701 | 73.4701 | 73.4701 | 73.4701 | 73.4701 | 73.4507 | 0 | 0 | 0 | 0 | 0 | 0 | 412923.4812 | 411658.3329 | 411658.3329 | 411658.3329 | 411609.572 | 411609.572 | 411609.572 | 411609.572 | 411609.572 | 409547.0172 | 409547.0172 | 409547.0172 | 409547.0172 | 409547.0172 | 409188.1076 | 409188.1076 | 409188.1076 | 409188.1076 | 409188.1076 | 409080.576 | 0 | 0 | 0 | 0 | 0 | 0 | 419322.8636 | 417612.7369 | 417167.7584 | 416722.7798 | 416229.0404 | 415784.0619 | 415339.0833 | 414894.1048 | 414449.1263 | 411941.593 | 411496.6145 | 411496.6145 | 411496.6145 | 411496.6145 | 411137.7049 | 411137.7049 | 411137.7049 | 411137.7049 | 411137.7049 | 411030.1733 | 0 | 0 | 0 | 0 | 0 | 0
| 1200 | Furnace | Natural Gas | 6885807.9567 | 6946834.7084 | 6.8858 | 350748.0333 | 344594.5814 | 620.0141 | 5533.4378 | 1.4% | 0 | 4% | 1.4% | 0.32764 | 0.2149 | 1.3777 | 5332.4562 | 15.7595 | 140.6489 | 5012.5088 | 58.6254 | 20 | 3.14% | 84% | 14.7% | 1200 | 17.1 | 113443 | 6619 | 0.55 | 0.75 | 0.94 | 3.72 | 1.08 | 0.00106 | 63.7174 | 63.7174 | 63.7174 | 63.7174 | 63.7174 | 63.6511 | 63.6511 | 63.6511 | 63.6511 | 63.6511 | 63.6399 | 63.6399 | 63.6399 | 63.6399 | 63.6399 | 63.6363 | 63.6363 | 63.6363 | 63.6363 | 63.6363 | 0 | 0 | 0 | 0 | 0 | 0 | 344594.5814 | 344594.5814 | 344594.5814 | 344594.5814 | 344594.5814 | 344235.9398 | 344235.9398 | 344235.9398 | 344235.9398 | 344235.9398 | 344175.2637 | 344175.2637 | 344175.2637 | 344175.2637 | 344175.2637 | 344155.8065 | 344155.8065 | 344155.8065 | 344155.8065 | 344155.8065 | 0 | 0 | 0 | 0 | 0 | 0 | 350748.0333 | 350320.1554 | 349892.2776 | 349464.3998 | 349036.5219 | 348250.0025 | 347822.1246 | 347394.2468 | 346966.369 | 346538.4911 | 346049.9373 | 346049.9373 | 346049.9373 | 346049.9373 | 346049.9373 | 346030.48 | 346030.48 | 346030.48 | 346030.48 | 346030.48 | 0 | 0 | 0 | 0 | 0 | 0
| 1200 | Furnace | Kerosene | 10199213.3157 | 10268270.961 | 10.1992 | 519786.8301 | 512823.6069 | 620.0141 | 6343.2091 | 0% | 0.22206 | 4% | 1.4% | 0.32764 | 0.2149 | 1.3777 | 6112.8156 | 15.7595 | 161.2316 | 5012.5088 | 58.6254 | 20 | 3.14% | 84% | 14.7% | 1200 | 17.1 | 113443 | 6619 | 0.55 | 0.75 | 0.82 | 3.72 | 1.08 | 0.00106 | 83.8932 | 83.8932 | 83.8932 | 83.8932 | 83.8932 | 83.3423 | 83.3423 | 83.3423 | 83.3423 | 83.3423 | 83.2462 | 83.2462 | 83.2462 | 83.2462 | 83.2462 | 83.2177 | 83.2177 | 83.2177 | 83.2177 | 83.2177 | 0 | 0 | 0 | 0 | 0 | 0 | 512823.6069 | 512823.6069 | 512823.6069 | 512823.6069 | 512823.6069 | 509455.907 | 509455.907 | 509455.907 | 509455.907 | 509455.907 | 508868.394 | 508868.394 | 508868.394 | 508868.394 | 508868.394 | 508694.7553 | 508694.7553 | 508694.7553 | 508694.7553 | 508694.7553 | 0 | 0 | 0 | 0 | 0 | 0 | 519786.8301 | 519302.6452 | 518818.4602 | 518334.2752 | 517850.0903 | 513998.2055 | 513514.0205 | 513029.8355 | 512545.6506 | 512061.4656 | 510989.7676 | 510989.7676 | 510989.7676 | 510989.7676 | 510989.7676 | 510816.1289 | 510816.1289 | 510816.1289 | 510816.1289 | 510816.1289 | 0 | 0 | 0 | 0 | 0 | 0
| 1200 | Heat Pump | Electricity | 596268.064 | 618144.2099 | 0.59627 | 62328.7419 | 60122.9255 | 620.0141 | 1585.8023 | 4% | 0 | 4% | 1.4% | 0.32764 | 0.2149 | 1.3777 | 1528.2039 | 15.7595 | 40.3079 | 5012.5088 | 58.6254 | 20 | 3.14% | 84% | 14.7% | 1200 | 17.1 | 113443 | 6619 | 0.55 | 0.75 | 3.28 | 3.72 | 1.08 | 0.00106 | 37.7685 | 35.1423 | 32.5161 | 29.8899 | 27.2636 | 24.6374 | 22.0112 | 19.385 | 16.7588 | 14.1326 | 11.5063 | 11.5063 | 11.5063 | 11.5063 | 11.5063 | 11.5063 | 11.5063 | 11.5063 | 11.5063 | 11.5063 | 0 | 0 | 0 | 0 | 0 | 0 | 60122.9255 | 55942.3017 | 51761.6779 | 47581.0542 | 43400.4304 | 39219.8067 | 35039.1829 | 30858.5591 | 26677.9354 | 22497.3116 | 18316.6879 | 18316.6879 | 18316.6879 | 18316.6879 | 18316.6879 | 18316.6879 | 18316.6879 | 18316.6879 | 18316.6879 | 18316.6879 | 0 | 0 | 0 | 0 | 0 | 0 | 62328.7419 | 57994.7376 | 53660.7332 | 49326.7289 | 44992.7246 | 40658.7202 | 36324.7159 | 31990.7116 | 27656.7072 | 23322.7029 | 18988.6986 | 18988.6986 | 18988.6986 | 18988.6986 | 18988.6986 | 18988.6986 | 18988.6986 | 18988.6986 | 18988.6986 | 18988.6986 | 0 | 0 | 0 | 0 | 0 | 0
| 1200 | Baseboard | Electricity | 1955759.2499 | 2013493.3353 | 1.9558 | 203024.6412 | 197203.1955 | 620.0141 | 5201.4315 | 4% | 0 | 4% | 1.4% | 0.32764 | 0.2149 | 1.3777 | 5012.5088 | 15.7595 | 132.2099 | 5012.5088 | 58.6254 | 20 | 3.14% | 84% | 14.7% | 1200 | 17.1 | 113443 | 6619 | 0.55 | 0.75 | 1 | 3.72 | 1.08 | 0.00106 | 37.7685 | 35.1423 | 32.5161 | 29.8899 | 27.2636 | 24.6374 | 22.0112 | 19.385 | 16.7588 | 14.1326 | 11.5063 | 11.5063 | 11.5063 | 11.5063 | 11.5063 | 11.5063 | 11.5063 | 11.5063 | 11.5063 | 11.5063 | 0 | 0 | 0 | 0 | 0 | 0 | 197203.1955 | 183490.7496 | 169778.3037 | 156065.8577 | 142353.4118 | 128640.9659 | 114928.5199 | 101216.074 | 87503.628 | 73791.1821 | 60078.7362 | 60078.7362 | 60078.7362 | 60078.7362 | 60078.7362 | 60078.7362 | 60078.7362 | 60078.7362 | 60078.7362 | 60078.7362 | 0 | 0 | 0 | 0 | 0 | 0 | 203024.6412 | 188907.4033 | 174790.1655 | 160672.9276 | 146555.6898 | 132438.4519 | 118321.2141 | 104203.9762 | 90086.7384 | 75969.5005 | 61852.2627 | 61852.2627 | 61852.2627 | 61852.2627 | 61852.2627 | 61852.2627 | 61852.2627 | 61852.2627 | 61852.2627 | 61852.2627 | 0 | 0 | 0 | 0 | 0 | 0
| 1200 | Pellet Stove | Wood Pellets | 7987886.3241 | 8067728.3121 | 7.9879 | 419375.7812 | 411325.1506 | 620.0141 | 7430.6164 | 0% | 1.9568 | 4% | 1.4% | 0.32764 | 0.2149 | 1.3777 | 7160.7269 | 15.7595 | 188.8713 | 5012.5088 | 58.6254 | 20 | 3.14% | 84% | 14.7% | 1200 | 17.1 | 113443 | 6619 | 0.55 | 0.75 | 0.7 | 3.72 | 1.08 | 0.00106 | 57.4418 | 57.4418 | 57.4418 | 57.4418 | 57.4418 | 55.4773 | 55.4773 | 55.4773 | 55.4773 | 55.4773 | 55.1452 | 55.1452 | 55.1452 | 55.1452 | 55.1452 | 55.0384 | 55.0384 | 55.0384 | 55.0384 | 55.0384 | 0 | 0 | 0 | 0 | 0 | 0 | 411325.1506 | 411325.1506 | 411325.1506 | 411325.1506 | 411325.1506 | 397257.5095 | 397257.5095 | 397257.5095 | 397257.5095 | 397257.5095 | 394879.5336 | 394879.5336 | 394879.5336 | 394879.5336 | 394879.5336 | 394115.0711 | 394115.0711 | 394115.0711 | 394115.0711 | 394115.0711 | 0 | 0 | 0 | 0 | 0 | 0 | 419375.7812 | 418815.9838 | 418256.1864 | 417696.389 | 417136.5916 | 402509.153 | 401949.3556 | 401389.5582 | 400829.7608 | 400269.9634 | 397332.1902 | 397332.1902 | 397332.1902 | 397332.1902 | 397332.1902 | 396567.7276 | 396567.7276 | 396567.7276 | 396567.7276 | 396567.7276 | 0 | 0 | 0 | 0 | 0 | 0
| 1200 | Unknown | Unknown, non-commercial | 8049911.2431 | 8116019.3907 | 8.0499 | 414055.6268 | 407389.8074 | 620.0141 | 6045.8053 | 0% | 0 | 4% | 1.4% | 0.32764 | 0.2149 | 1.3777 | blended | 15.7595 | 153.6722 | 5012.5088 | 58.6254 | 20 | 3.14% | 84% | 14.7% | 1200 | 17.1 | 113443 | 6619 | 0.55 | 0.75 | blended | 3.72 | 1.08 | 0.00106 | blended | blended | blended | blended | blended | blended | blended | blended | blended | blended | blended | blended | blended | blended | blended | blended | blended | blended | blended | blended | blended | blended | blended | blended | blended | blended | 407389.8074 | 406734.9961 | 406299.6803 | 405864.3646 | 405420.5891 | 403463.8342 | 403028.5185 | 402593.2027 | 402157.887 | 401364.7304 | 400636.7132 | 400636.7132 | 400636.7132 | 400636.7132 | 400574.4445 | 400498.1983 | 400498.1983 | 400498.1983 | 400498.1983 | 400479.5423 | 0 | 0 | 0 | 0 | 0 | 0 | 414055.6268 | 412937.3104 | 412038.4895 | 411139.6687 | 410232.3881 | 407812.1281 | 406913.3073 | 406014.4864 | 405115.6656 | 403859.0039 | 402667.4815 | 402667.4815 | 402667.4815 | 402667.4815 | 402605.2128 | 402528.9667 | 402528.9667 | 402528.9667 | 402528.9667 | 402510.3106 | 0 | 0 | 0 | 0 | 0 | 0
>1600 | 2000 | Boiler | Oil | 16359043.2332 | 16470438.7988 | 16.359 | 833635.3371 | 822403.0949 | 1033.3569 | 10198.8853 | 0% | 0.2149 | 4% | 1.4% | 0.32764 | 0.2149 | 1.3777 | 9828.4486 | 26.2659 | 259.2352 | 8354.1813 | 97.709 | 20 | 3.14% | 84% | 14.7% | 2000 | 17.1 | 113443 | 6619 | 0.55 | 0.75 | 0.85 | 3.72 | 1.08 | 0.00106 | 83.6758 | 83.6758 | 83.6758 | 83.6758 | 83.6758 | 83.1407 | 83.1407 | 83.1407 | 83.1407 | 83.1407 | 83.0516 | 83.0516 | 83.0516 | 83.0516 | 83.0516 | 83.0236 | 83.0236 | 83.0236 | 83.0236 | 83.0236 | 0 | 0 | 0 | 0 | 0 | 0 | 822403.0949 | 822403.0949 | 822403.0949 | 822403.0949 | 822403.0949 | 817143.8996 | 817143.8996 | 817143.8996 | 817143.8996 | 817143.8996 | 816268.1595 | 816268.1595 | 816268.1595 | 816268.1595 | 816268.1595 | 815993.4927 | 815993.4927 | 815993.4927 | 815993.4927 | 815993.4927 | 0 | 0 | 0 | 0 | 0 | 0 | 833635.3371 | 832854.3076 | 832073.2781 | 831292.2486 | 830511.2191 | 824470.9943 | 823689.9648 | 822908.9353 | 822127.9058 | 821346.8763 | 819690.1066 | 819690.1066 | 819690.1066 | 819690.1066 | 819690.1066 | 819415.4398 | 819415.4398 | 819415.4398 | 819415.4398 | 819415.4398 | 0 | 0 | 0 | 0 | 0 | 0
| 2000 | Boiler | Propane | 13681170.9002 | 13786947.1733 | 13.6812 | 698871.4394 | 688205.8019 | 1033.3569 | 9632.2805 | 0% | 0.32764 | 4% | 1.4% | 0.32764 | 0.2149 | 1.3777 | 9282.4237 | 26.2659 | 244.8332 | 8354.1813 | 97.709 | 20 | 3.14% | 84% | 14.7% | 2000 | 17.1 | 113443 | 6619 | 0.55 | 0.75 | 0.9 | 3.72 | 1.08 | 0.00106 | 74.1407 | 73.9136 | 73.9136 | 73.9136 | 73.9048 | 73.9048 | 73.9048 | 73.9048 | 73.9048 | 73.5345 | 73.5345 | 73.5345 | 73.5345 | 73.5345 | 73.4701 | 73.4701 | 73.4701 | 73.4701 | 73.4701 | 73.4507 | 0 | 0 | 0 | 0 | 0 | 0 | 688205.8019 | 686097.2216 | 686097.2216 | 686097.2216 | 686015.9533 | 686015.9533 | 686015.9533 | 686015.9533 | 686015.9533 | 682578.362 | 682578.362 | 682578.362 | 682578.362 | 682578.362 | 681980.1793 | 681980.1793 | 681980.1793 | 681980.1793 | 681980.1793 | 681800.96 | 0 | 0 | 0 | 0 | 0 | 0 | 698871.4394 | 696021.2281 | 695279.5973 | 694537.9664 | 693715.0673 | 692973.4364 | 692231.8056 | 691490.1747 | 690748.5438 | 686569.3217 | 685827.6908 | 685827.6908 | 685827.6908 | 685827.6908 | 685229.5081 | 685229.5081 | 685229.5081 | 685229.5081 | 685229.5081 | 685050.2888 | 0 | 0 | 0 | 0 | 0 | 0
| 2000 | Boiler | Natural Gas | 12543913.7195 | 12654133.1542 | 12.5439 | 638863.4693 | 627749.8188 | 1033.3569 | 10080.2936 | 1.4% | 0 | 4% | 1.4% | 0.32764 | 0.2149 | 1.3777 | 9714.1644 | 26.2659 | 256.2208 | 8354.1813 | 97.709 | 20 | 3.14% | 84% | 14.7% | 2000 | 17.1 | 113443 | 6619 | 0.55 | 0.75 | 0.86 | 3.72 | 1.08 | 0.00106 | 63.7174 | 63.7174 | 63.7174 | 63.7174 | 63.7174 | 63.6511 | 63.6511 | 63.6511 | 63.6511 | 63.6511 | 63.6399 | 63.6399 | 63.6399 | 63.6399 | 63.6399 | 63.6363 | 63.6363 | 63.6363 | 63.6363 | 63.6363 | 0 | 0 | 0 | 0 | 0 | 0 | 627749.8188 | 627749.8188 | 627749.8188 | 627749.8188 | 627749.8188 | 627096.4794 | 627096.4794 | 627096.4794 | 627096.4794 | 627096.4794 | 626985.9456 | 626985.9456 | 626985.9456 | 626985.9456 | 626985.9456 | 626950.5001 | 626950.5001 | 626950.5001 | 626950.5001 | 626950.5001 | 0 | 0 | 0 | 0 | 0 | 0 | 638863.4693 | 638090.686 | 637317.9027 | 636545.1195 | 635772.3362 | 634346.2135 | 633573.4302 | 632800.647 | 632027.8637 | 631255.0804 | 630371.7633 | 630371.7633 | 630371.7633 | 630371.7633 | 630371.7633 | 630336.3179 | 630336.3179 | 630336.3179 | 630336.3179 | 630336.3179 | 0 | 0 | 0 | 0 | 0 | 0
| 2000 | Boiler | Kerosene | 16398735.1351 | 16510130.7008 | 16.3987 | 835772.1591 | 824539.9169 | 1033.3569 | 10198.8853 | 0% | 0.22206 | 4% | 1.4% | 0.32764 | 0.2149 | 1.3777 | 9828.4486 | 26.2659 | 259.2352 | 8354.1813 | 97.709 | 20 | 3.14% | 84% | 14.7% | 2000 | 17.1 | 113443 | 6619 | 0.55 | 0.75 | 0.85 | 3.72 | 1.08 | 0.00106 | 83.8932 | 83.8932 | 83.8932 | 83.8932 | 83.8932 | 83.3423 | 83.3423 | 83.3423 | 83.3423 | 83.3423 | 83.2462 | 83.2462 | 83.2462 | 83.2462 | 83.2462 | 83.2177 | 83.2177 | 83.2177 | 83.2177 | 83.2177 | 0 | 0 | 0 | 0 | 0 | 0 | 824539.9169 | 824539.9169 | 824539.9169 | 824539.9169 | 824539.9169 | 819125.1839 | 819125.1839 | 819125.1839 | 819125.1839 | 819125.1839 | 818180.555 | 818180.555 | 818180.555 | 818180.555 | 818180.555 | 817901.3712 | 817901.3712 | 817901.3712 | 817901.3712 | 817901.3712 | 0 | 0 | 0 | 0 | 0 | 0 | 835772.1591 | 834991.1296 | 834210.1001 | 833429.0706 | 832648.0411 | 826452.2785 | 825671.249 | 824890.2195 | 824109.19 | 823328.1605 | 821602.5022 | 821602.5022 | 821602.5022 | 821602.5022 | 821602.5022 | 821323.3184 | 821323.3184 | 821323.3184 | 821323.3184 | 821323.3184 | 0 | 0 | 0 | 0 | 0 | 0
| 2000 | Furnace | Oil | 16957544.8149 | 17072640.8903 | 16.9575 | 864096.3851 | 852491.013 | 1033.3569 | 10572.0152 | 0% | 0.2149 | 4% | 1.4% | 0.32764 | 0.2149 | 1.3777 | 10188.026 | 26.2659 | 268.7194 | 8354.1813 | 97.709 | 20 | 3.14% | 84% | 14.7% | 2000 | 17.1 | 113443 | 6619 | 0.55 | 0.75 | 0.82 | 3.72 | 1.08 | 0.00106 | 83.6758 | 83.6758 | 83.6758 | 83.6758 | 83.6758 | 83.1407 | 83.1407 | 83.1407 | 83.1407 | 83.1407 | 83.0516 | 83.0516 | 83.0516 | 83.0516 | 83.0516 | 83.0236 | 83.0236 | 83.0236 | 83.0236 | 83.0236 | 0 | 0 | 0 | 0 | 0 | 0 | 852491.013 | 852491.013 | 852491.013 | 852491.013 | 852491.013 | 847039.4081 | 847039.4081 | 847039.4081 | 847039.4081 | 847039.4081 | 846131.6287 | 846131.6287 | 846131.6287 | 846131.6287 | 846131.6287 | 845846.9131 | 845846.9131 | 845846.9131 | 845846.9131 | 845846.9131 | 0 | 0 | 0 | 0 | 0 | 0 | 864096.3851 | 863289.4102 | 862482.4353 | 861675.4603 | 860868.4854 | 854609.9055 | 853802.9306 | 852995.9556 | 852188.9807 | 851382.0057 | 849667.2514 | 849667.2514 | 849667.2514 | 849667.2514 | 849667.2514 | 849382.5358 | 849382.5358 | 849382.5358 | 849382.5358 | 849382.5358 | 0 | 0 | 0 | 0 | 0 | 0
| 2000 | Furnace | Propane | 13681170.9002 | 13786947.1733 | 13.6812 | 698871.4394 | 688205.8019 | 1033.3569 | 9632.2805 | 0% | 0.32764 | 4% | 1.4% | 0.32764 | 0.2149 | 1.3777 | 9282.4237 | 26.2659 | 244.8332 | 8354.1813 | 97.709 | 20 | 3.14% | 84% | 14.7% | 2000 | 17.1 | 113443 | 6619 | 0.55 | 0.75 | 0.9 | 3.72 | 1.08 | 0.00106 | 74.1407 | 73.9136 | 73.9136 | 73.9136 | 73.9048 | 73.9048 | 73.9048 | 73.9048 | 73.9048 | 73.5345 | 73.5345 | 73.5345 | 73.5345 | 73.5345 | 73.4701 | 73.4701 | 73.4701 | 73.4701 | 73.4701 | 73.4507 | 0 | 0 | 0 | 0 | 0 | 0 | 688205.8019 | 686097.2216 | 686097.2216 | 686097.2216 | 686015.9533 | 686015.9533 | 686015.9533 | 686015.9533 | 686015.9533 | 682578.362 | 682578.362 | 682578.362 | 682578.362 | 682578.362 | 681980.1793 | 681980.1793 | 681980.1793 | 681980.1793 | 681980.1793 | 681800.96 | 0 | 0 | 0 | 0 | 0 | 0 | 698871.4394 | 696021.2281 | 695279.5973 | 694537.9664 | 693715.0673 | 692973.4364 | 692231.8056 | 691490.1747 | 690748.5438 | 686569.3217 | 685827.6908 | 685827.6908 | 685827.6908 | 685827.6908 | 685229.5081 | 685229.5081 | 685229.5081 | 685229.5081 | 685229.5081 | 685050.2888 | 0 | 0 | 0 | 0 | 0 | 0
| 2000 | Furnace | Natural Gas | 11476346.5945 | 11578057.8474 | 11.4763 | 584580.0555 | 574324.3023 | 1033.3569 | 9222.3963 | 1.4% | 0 | 4% | 1.4% | 0.32764 | 0.2149 | 1.3777 | 8887.427 | 26.2659 | 234.4148 | 8354.1813 | 97.709 | 20 | 3.14% | 84% | 14.7% | 2000 | 17.1 | 113443 | 6619 | 0.55 | 0.75 | 0.94 | 3.72 | 1.08 | 0.00106 | 63.7174 | 63.7174 | 63.7174 | 63.7174 | 63.7174 | 63.6511 | 63.6511 | 63.6511 | 63.6511 | 63.6511 | 63.6399 | 63.6399 | 63.6399 | 63.6399 | 63.6399 | 63.6363 | 63.6363 | 63.6363 | 63.6363 | 63.6363 | 0 | 0 | 0 | 0 | 0 | 0 | 574324.3023 | 574324.3023 | 574324.3023 | 574324.3023 | 574324.3023 | 573726.5663 | 573726.5663 | 573726.5663 | 573726.5663 | 573726.5663 | 573625.4395 | 573625.4395 | 573625.4395 | 573625.4395 | 573625.4395 | 573593.0108 | 573593.0108 | 573593.0108 | 573593.0108 | 573593.0108 | 0 | 0 | 0 | 0 | 0 | 0 | 584580.0555 | 583866.9257 | 583153.796 | 582440.6663 | 581727.5366 | 580416.6708 | 579703.5411 | 578990.4113 | 578277.2816 | 577564.1519 | 576749.8954 | 576749.8954 | 576749.8954 | 576749.8954 | 576749.8954 | 576717.4667 | 576717.4667 | 576717.4667 | 576717.4667 | 576717.4667 | 0 | 0 | 0 | 0 | 0 | 0
| 2000 | Furnace | Kerosene | 16998688.8596 | 17113784.935 | 16.9987 | 866311.3836 | 854706.0115 | 1033.3569 | 10572.0152 | 0% | 0.22206 | 4% | 1.4% | 0.32764 | 0.2149 | 1.3777 | 10188.026 | 26.2659 | 268.7194 | 8354.1813 | 97.709 | 20 | 3.14% | 84% | 14.7% | 2000 | 17.1 | 113443 | 6619 | 0.55 | 0.75 | 0.82 | 3.72 | 1.08 | 0.00106 | 83.8932 | 83.8932 | 83.8932 | 83.8932 | 83.8932 | 83.3423 | 83.3423 | 83.3423 | 83.3423 | 83.3423 | 83.2462 | 83.2462 | 83.2462 | 83.2462 | 83.2462 | 83.2177 | 83.2177 | 83.2177 | 83.2177 | 83.2177 | 0 | 0 | 0 | 0 | 0 | 0 | 854706.0115 | 854706.0115 | 854706.0115 | 854706.0115 | 854706.0115 | 849093.1784 | 849093.1784 | 849093.1784 | 849093.1784 | 849093.1784 | 848113.9899 | 848113.9899 | 848113.9899 | 848113.9899 | 848113.9899 | 847824.5921 | 847824.5921 | 847824.5921 | 847824.5921 | 847824.5921 | 0 | 0 | 0 | 0 | 0 | 0 | 866311.3836 | 865504.4086 | 864697.4337 | 863890.4587 | 863083.4838 | 856663.6758 | 855856.7009 | 855049.7259 | 854242.751 | 853435.776 | 851649.6126 | 851649.6126 | 851649.6126 | 851649.6126 | 851649.6126 | 851360.2148 | 851360.2148 | 851360.2148 | 851360.2148 | 851360.2148 | 0 | 0 | 0 | 0 | 0 | 0
| 2000 | Heat Pump | Electricity | 993780.1067 | 1030240.3498 | 0.99378 | 103881.2365 | 100204.8758 | 1033.3569 | 2643.0038 | 4% | 0 | 4% | 1.4% | 0.32764 | 0.2149 | 1.3777 | 2547.0065 | 26.2659 | 67.1798 | 8354.1813 | 97.709 | 20 | 3.14% | 84% | 14.7% | 2000 | 17.1 | 113443 | 6619 | 0.55 | 0.75 | 3.28 | 3.72 | 1.08 | 0.00106 | 37.7685 | 35.1423 | 32.5161 | 29.8899 | 27.2636 | 24.6374 | 22.0112 | 19.385 | 16.7588 | 14.1326 | 11.5063 | 11.5063 | 11.5063 | 11.5063 | 11.5063 | 11.5063 | 11.5063 | 11.5063 | 11.5063 | 11.5063 | 0 | 0 | 0 | 0 | 0 | 0 | 100204.8758 | 93237.1695 | 86269.4632 | 79301.757 | 72334.0507 | 65366.3444 | 58398.6382 | 51430.9319 | 44463.2256 | 37495.5194 | 30527.8131 | 30527.8131 | 30527.8131 | 30527.8131 | 30527.8131 | 30527.8131 | 30527.8131 | 30527.8131 | 30527.8131 | 30527.8131 | 0 | 0 | 0 | 0 | 0 | 0 | 103881.2365 | 96657.8959 | 89434.5554 | 82211.2148 | 74987.8743 | 67764.5337 | 60541.1932 | 53317.8526 | 46094.5121 | 38871.1715 | 31647.831 | 31647.831 | 31647.831 | 31647.831 | 31647.831 | 31647.831 | 31647.831 | 31647.831 | 31647.831 | 31647.831 | 0 | 0 | 0 | 0 | 0 | 0
| 2000 | Baseboard | Electricity | 3259598.7499 | 3355822.2255 | 3.2596 | 338374.4019 | 328671.9926 | 1033.3569 | 8669.0525 | 4% | 0 | 4% | 1.4% | 0.32764 | 0.2149 | 1.3777 | 8354.1813 | 26.2659 | 220.3499 | 8354.1813 | 97.709 | 20 | 3.14% | 84% | 14.7% | 2000 | 17.1 | 113443 | 6619 | 0.55 | 0.75 | 1 | 3.72 | 1.08 | 0.00106 | 37.7685 | 35.1423 | 32.5161 | 29.8899 | 27.2636 | 24.6374 | 22.0112 | 19.385 | 16.7588 | 14.1326 | 11.5063 | 11.5063 | 11.5063 | 11.5063 | 11.5063 | 11.5063 | 11.5063 | 11.5063 | 11.5063 | 11.5063 | 0 | 0 | 0 | 0 | 0 | 0 | 328671.9926 | 305817.916 | 282963.8394 | 260109.7629 | 237255.6863 | 214401.6098 | 191547.5332 | 168693.4566 | 145839.3801 | 122985.3035 | 100131.227 | 100131.227 | 100131.227 | 100131.227 | 100131.227 | 100131.227 | 100131.227 | 100131.227 | 100131.227 | 100131.227 | 0 | 0 | 0 | 0 | 0 | 0 | 338374.4019 | 314845.6722 | 291316.9424 | 267788.2127 | 244259.4829 | 220730.7532 | 197202.0235 | 173673.2937 | 150144.564 | 126615.8342 | 103087.1045 | 103087.1045 | 103087.1045 | 103087.1045 | 103087.1045 | 103087.1045 | 103087.1045 | 103087.1045 | 103087.1045 | 103087.1045 | 0 | 0 | 0 | 0 | 0 | 0
| 2000 | Pellet Stove | Wood Pellets | 13313143.8736 | 13446213.8535 | 13.3131 | 698959.6353 | 685541.9177 | 1033.3569 | 12384.3607 | 0% | 1.9568 | 4% | 1.4% | 0.32764 | 0.2149 | 1.3777 | 11934.5448 | 26.2659 | 314.7856 | 8354.1813 | 97.709 | 20 | 3.14% | 84% | 14.7% | 2000 | 17.1 | 113443 | 6619 | 0.55 | 0.75 | 0.7 | 3.72 | 1.08 | 0.00106 | 57.4418 | 57.4418 | 57.4418 | 57.4418 | 57.4418 | 55.4773 | 55.4773 | 55.4773 | 55.4773 | 55.4773 | 55.1452 | 55.1452 | 55.1452 | 55.1452 | 55.1452 | 55.0384 | 55.0384 | 55.0384 | 55.0384 | 55.0384 | 0 | 0 | 0 | 0 | 0 | 0 | 685541.9177 | 685541.9177 | 685541.9177 | 685541.9177 | 685541.9177 | 662095.8491 | 662095.8491 | 662095.8491 | 662095.8491 | 662095.8491 | 658132.5561 | 658132.5561 | 658132.5561 | 658132.5561 | 658132.5561 | 656858.4518 | 656858.4518 | 656858.4518 | 656858.4518 | 656858.4518 | 0 | 0 | 0 | 0 | 0 | 0 | 698959.6353 | 698026.6396 | 697093.644 | 696160.6483 | 695227.6526 | 670848.5884 | 669915.5927 | 668982.597 | 668049.6014 | 667116.6057 | 662220.317 | 662220.317 | 662220.317 | 662220.317 | 662220.317 | 660946.2127 | 660946.2127 | 660946.2127 | 660946.2127 | 660946.2127 | 0 | 0 | 0 | 0 | 0 | 0
| 2000 | Unknown | Unknown, non-commercial | 13416518.7385 | 13526698.9846 | 13.4165 | 690092.7113 | 678983.0123 | 1033.3569 | 10076.3421 | 0% | 0 | 4% | 1.4% | 0.32764 | 0.2149 | 1.3777 | blended | 26.2659 | 256.1204 | 8354.1813 | 97.709 | 20 | 3.14% | 84% | 14.7% | 2000 | 17.1 | 113443 | 6619 | 0.55 | 0.75 | blended | 3.72 | 1.08 | 0.00106 | blended | blended | blended | blended | blended | blended | blended | blended | blended | blended | blended | blended | blended | blended | blended | blended | blended | blended | blended | blended | blended | blended | blended | blended | blended | blended | 678983.0123 | 677891.6601 | 677166.1339 | 676440.6076 | 675700.9818 | 672439.7237 | 671714.1975 | 670988.6712 | 670263.145 | 668941.2174 | 667727.8553 | 667727.8553 | 667727.8553 | 667727.8553 | 667624.0742 | 667496.9972 | 667496.9972 | 667496.9972 | 667496.9972 | 667465.9038 | 0 | 0 | 0 | 0 | 0 | 0 | 690092.7113 | 688228.8506 | 686730.8158 | 685232.7811 | 683720.6468 | 679686.8802 | 678188.8454 | 676690.8107 | 675192.7759 | 673098.3398 | 671112.4692 | 671112.4692 | 671112.4692 | 671112.4692 | 671008.6881 | 670881.6111 | 670881.6111 | 670881.6111 | 670881.6111 | 670850.5177 | 0 | 0 | 0 | 0 | 0 | 0
Table 71. Residential Deemed Heating System Efficiencies
[23 empty] | System Type | Fuel | Heating Efficiency (ηheat)
[23 empty] | Boiler | Oil | 0.85
[24 empty] | Propane | 0.9
[24 empty] | Natural gas | 0.86
[24 empty] | Kerosene | 0.85
[23 empty] | Furnace | Oil | 0.82
[24 empty] | Propane | 0.9
[24 empty] | Natural gas | 0.94
[24 empty] | Kerosene | 0.82
[23 empty] | Heat Pump | Electric | 3.28
[23 empty] | Baseboard | Electric | 1
[23 empty] | Other | Pellet stove | 0.7
[24 empty] | Newer EPA woodstove | 0.6
[24 empty] | Catalytic woodstove | 0.5
[24 empty] | Non-catalytic woodstove | 0.4
[24 empty] | Outdoor wood boiler | 0.25
[24 empty] | Open hearth fireplace | 0.1
[24 empty] | Propane stove | 0.65
Table 72. Vermont Primary Heating Fuel Mix and Average Heating Efficiency, Residential Buildings
[23 empty] | Heating Fuel | Building Type |  |  | Average Heating Efficiency (ηave,fuel)
[24 empty] | Single Family | Multifamily | Unknown
[23 empty] | Oil | 45% | 5% | 41% | 0.84
[23 empty] | Propane (LP) | 17% | 5% | 16% | 0.83
[23 empty] | Natural Gas (NG) | 23% | 66% | 27% | 0.85
[23 empty] | Electricity | 6% | 23% | 8% | 2.52
[23 empty] | Wood | 8% | 1% | 7% | 0.53
[23 empty] | Central Cooling? | %Cool
[23 empty] | Yes | 100%
[23 empty] | No | 0%
[23 empty] | Unknown, Single Family | 15%
[23 empty] | Unknown, Multifamily | 12%
[23 empty] | Unknown, Building Type Unknown | 14.7%
[23 empty] | Fossil Fuel Furnace or Boiler? | %Fossil
[23 empty] | Yes | 100%
[23 empty] | No | 0%
[23 empty] | Unknown, Single Family | 85%
[23 empty] | Unknown, Multifamily | 76%
[23 empty] | Unknown, Building Type Unknown | 84%

## RE_ENVE_INSU
Characterization: | RE_ENVE_INSU
Residential Building Shell Insulation
Assumptions:
▪ Central A/C presence is unknown/not collected
▪ Heating efficiencies per Table 74
▪ Building type (single family or multifamily) is unknown/not collected
helper row
| R-Value of Insulation Alone | [6 empty] | 2025 First Year Savings |  |  |  | Affected Fuel Adders |  | Mixed Baseline Scenario Adders | [23 empty] | Affected Fuel Lifecycle Carbon Intensity - With Adder (gCO2e/MJ) | [25 empty] | Lifetime CO2e Reductions per SF, Thermal [g/ft2] | [25 empty] | Lifetime CO2e Reductions per SF, Total [g/ft2]
Assembly Type | Baseline | Proposed | System Type | Fuel | Lifetime CO2e Reductions per SF, Thermal [g/ft2] | Lifetime CO2e Reductions per SF, Total [g/ft2] | Lifetime Credits Per SF | ΔCO2e | ΔCO2eheat | ΔCO2ecool | ΔCO2efan | TDL | CI' | TDLelec | TDLng | CI' prop | CI' oil | CI' wood | ΔEheat [MJ] | ΔEcool [MJ] | ΔEfan [MJ] | ΔEhl [MJ] | ΔEcl [MJ] | Measure Life | Fe | %Fossil | %Cool | Rpre | Rpost | Ains | HDH [°F hr] | CDH [°F hr] | Adjheat | Adjcool | ηheat | ηcool | MJ/BTU | 2025 | 2026 | 2027 | 2028 | 2029 | 2030 | 2031 | 2032 | 2033 | 2034 | 2035 | 2036 | 2037 | 2038 | 2039 | 2040 | 2041 | 2042 | 2043 | 2044 | 2045 | 2046 | 2047 | 2048 | 2049 | 2050 | 2025 | 2026 | 2027 | 2028 | 2029 | 2030 | 2031 | 2032 | 2033 | 2034 | 2035 | 2036 | 2037 | 2038 | 2039 | 2040 | 2041 | 2042 | 2043 | 2044 | 2045 | 2046 | 2047 | 2048 | 2049 | 2050 | 2025 | 2026 | 2027 | 2028 | 2029 | 2030 | 2031 | 2032 | 2033 | 2034 | 2035 | 2036 | 2037 | 2038 | 2039 | 2040 | 2041 | 2042 | 2043 | 2044 | 2045 | 2046 | 2047 | 2048 | 2049 | 2050
Attic, Standard Wood Framing | None | R-49 | Boiler | Oil | 114627.1778 | 115331.3059 | 0.11463 | 4495.6162 | 4435.667 | 4.9411 | 55.0081 | 0% | 0.2149 | 4% | 1.4% | 0.32764 | 0.2149 | 1.3777 | 53.0102 | 0.12559 | 1.3982 | 45.0586 | 0.46721 | 30 | 3.14% | 84% | 14.7% | 1.6 | 47.6 | 1 | 127961.3 | 6619 | 0.55 | 0.75 | 0.85 | 3.72 | 0.00106 | 83.6758 | 83.6758 | 83.6758 | 83.6758 | 83.6758 | 83.1407 | 83.1407 | 83.1407 | 83.1407 | 83.1407 | 83.0516 | 83.0516 | 83.0516 | 83.0516 | 83.0516 | 83.0236 | 83.0236 | 83.0236 | 83.0236 | 83.0236 | 82.995 | 82.995 | 82.995 | 82.995 | 82.995 | 82.9287 | 4435.667 | 4435.667 | 4435.667 | 4435.667 | 4435.667 | 4407.3013 | 4407.3013 | 4407.3013 | 4407.3013 | 4407.3013 | 4402.5779 | 4402.5779 | 4402.5779 | 4402.5779 | 4402.5779 | 4401.0965 | 4401.0965 | 4401.0965 | 4401.0965 | 4401.0965 | 4399.5802 | 4399.5802 | 4399.5802 | 4399.5802 | 4399.5802 | 4396.0632 | 4495.6162 | 4491.4477 | 4487.2791 | 4483.1106 | 4478.942 | 4446.4078 | 4442.2392 | 4438.0707 | 4433.9021 | 4429.7336 | 4420.8417 | 4420.8417 | 4420.8417 | 4420.8417 | 4420.8417 | 4419.3603 | 4419.3603 | 4419.3603 | 4419.3603 | 4419.3603 | 4417.844 | 4417.844 | 4417.844 | 4417.844 | 4417.844 | 4414.327
| None | R-49 | Boiler | Propane | 95851.9528 | 96520.1868 | 0.095852 | 3768.7612 | 3711.868 | 4.9411 | 51.9521 | 0% | 0.32764 | 4% | 1.4% | 0.32764 | 0.2149 | 1.3777 | 50.0652 | 0.12559 | 1.3205 | 45.0586 | 0.46721 | 30 | 3.14% | 84% | 14.7% | 1.6 | 47.6 | 1 | 127961.3 | 6619 | 0.55 | 0.75 | 0.9 | 3.72 | 0.00106 | 74.1407 | 73.9136 | 73.9136 | 73.9136 | 73.9048 | 73.9048 | 73.9048 | 73.9048 | 73.9048 | 73.5345 | 73.5345 | 73.5345 | 73.5345 | 73.5345 | 73.4701 | 73.4701 | 73.4701 | 73.4701 | 73.4701 | 73.4507 | 73.4507 | 73.4507 | 73.4507 | 73.4507 | 73.431 | 73.431 | 3711.868 | 3700.4953 | 3700.4953 | 3700.4953 | 3700.057 | 3700.057 | 3700.057 | 3700.057 | 3700.057 | 3681.5162 | 3681.5162 | 3681.5162 | 3681.5162 | 3681.5162 | 3678.2899 | 3678.2899 | 3678.2899 | 3678.2899 | 3678.2899 | 3677.3232 | 3677.3232 | 3677.3232 | 3677.3232 | 3677.3232 | 3676.3339 | 3676.3339 | 3768.7612 | 3753.4325 | 3749.4764 | 3745.5204 | 3741.126 | 3737.17 | 3733.2139 | 3729.2579 | 3725.3018 | 3702.805 | 3698.8489 | 3698.8489 | 3698.8489 | 3698.8489 | 3695.6226 | 3695.6226 | 3695.6226 | 3695.6226 | 3695.6226 | 3694.656 | 3694.656 | 3694.656 | 3694.656 | 3694.656 | 3693.6666 | 3693.6666
| None | R-49 | Boiler | Natural Gas | 87943.5753 | 88640.1907 | 0.087944 | 3445.1056 | 3385.796 | 4.9411 | 54.3685 | 1.4% | 0 | 4% | 1.4% | 0.32764 | 0.2149 | 1.3777 | 52.3938 | 0.12559 | 1.3819 | 45.0586 | 0.46721 | 30 | 3.14% | 84% | 14.7% | 1.6 | 47.6 | 1 | 127961.3 | 6619 | 0.55 | 0.75 | 0.86 | 3.72 | 0.00106 | 63.7174 | 63.7174 | 63.7174 | 63.7174 | 63.7174 | 63.6511 | 63.6511 | 63.6511 | 63.6511 | 63.6511 | 63.6399 | 63.6399 | 63.6399 | 63.6399 | 63.6399 | 63.6363 | 63.6363 | 63.6363 | 63.6363 | 63.6363 | 63.6326 | 63.6326 | 63.6326 | 63.6326 | 63.6326 | 63.6268 | 3385.796 | 3385.796 | 3385.796 | 3385.796 | 3385.796 | 3382.2722 | 3382.2722 | 3382.2722 | 3382.2722 | 3382.2722 | 3381.6761 | 3381.6761 | 3381.6761 | 3381.6761 | 3381.6761 | 3381.4849 | 3381.4849 | 3381.4849 | 3381.4849 | 3381.4849 | 3381.2892 | 3381.2892 | 3381.2892 | 3381.2892 | 3381.2892 | 3380.9833 | 3445.1056 | 3440.9816 | 3436.8575 | 3432.7334 | 3428.6094 | 3420.9615 | 3416.8374 | 3412.7133 | 3408.5893 | 3404.4652 | 3399.745 | 3399.745 | 3399.745 | 3399.745 | 3399.745 | 3399.5538 | 3399.5538 | 3399.5538 | 3399.5538 | 3399.5538 | 3399.3581 | 3399.3581 | 3399.3581 | 3399.3581 | 3399.3581 | 3399.0522
| None | R-49 | Boiler | Kerosene | 114902.4171 | 115606.5452 | 0.1149 | 4507.1412 | 4447.192 | 4.9411 | 55.0081 | 0% | 0.22206 | 4% | 1.4% | 0.32764 | 0.2149 | 1.3777 | 53.0102 | 0.12559 | 1.3982 | 45.0586 | 0.46721 | 30 | 3.14% | 84% | 14.7% | 1.6 | 47.6 | 1 | 127961.3 | 6619 | 0.55 | 0.75 | 0.85 | 3.72 | 0.00106 | 83.8932 | 83.8932 | 83.8932 | 83.8932 | 83.8932 | 83.3423 | 83.3423 | 83.3423 | 83.3423 | 83.3423 | 83.2462 | 83.2462 | 83.2462 | 83.2462 | 83.2462 | 83.2177 | 83.2177 | 83.2177 | 83.2177 | 83.2177 | 83.1887 | 83.1887 | 83.1887 | 83.1887 | 83.1887 | 83.1142 | 4447.192 | 4447.192 | 4447.192 | 4447.192 | 4447.192 | 4417.9874 | 4417.9874 | 4417.9874 | 4417.9874 | 4417.9874 | 4412.8925 | 4412.8925 | 4412.8925 | 4412.8925 | 4412.8925 | 4411.3867 | 4411.3867 | 4411.3867 | 4411.3867 | 4411.3867 | 4409.8455 | 4409.8455 | 4409.8455 | 4409.8455 | 4409.8455 | 4405.8961 | 4507.1412 | 4502.9727 | 4498.8042 | 4494.6356 | 4490.4671 | 4457.0939 | 4452.9254 | 4448.7568 | 4444.5883 | 4440.4197 | 4431.1563 | 4431.1563 | 4431.1563 | 4431.1563 | 4431.1563 | 4429.6505 | 4429.6505 | 4429.6505 | 4429.6505 | 4429.6505 | 4428.1093 | 4428.1093 | 4428.1093 | 4428.1093 | 4428.1093 | 4424.1598
| None | R-49 | Furnace | Oil | 118820.8551 | 119548.6207 | 0.11882 | 4659.9092 | 4597.9475 | 4.9411 | 57.0206 | 0% | 0.2149 | 4% | 1.4% | 0.32764 | 0.2149 | 1.3777 | 54.9496 | 0.12559 | 1.4493 | 45.0586 | 0.46721 | 30 | 3.14% | 84% | 14.7% | 1.6 | 47.6 | 1 | 127961.3 | 6619 | 0.55 | 0.75 | 0.82 | 3.72 | 0.00106 | 83.6758 | 83.6758 | 83.6758 | 83.6758 | 83.6758 | 83.1407 | 83.1407 | 83.1407 | 83.1407 | 83.1407 | 83.0516 | 83.0516 | 83.0516 | 83.0516 | 83.0516 | 83.0236 | 83.0236 | 83.0236 | 83.0236 | 83.0236 | 82.995 | 82.995 | 82.995 | 82.995 | 82.995 | 82.9287 | 4597.9475 | 4597.9475 | 4597.9475 | 4597.9475 | 4597.9475 | 4568.544 | 4568.544 | 4568.544 | 4568.544 | 4568.544 | 4563.6479 | 4563.6479 | 4563.6479 | 4563.6479 | 4563.6479 | 4562.1122 | 4562.1122 | 4562.1122 | 4562.1122 | 4562.1122 | 4560.5405 | 4560.5405 | 4560.5405 | 4560.5405 | 4560.5405 | 4556.8948 | 4659.9092 | 4655.6007 | 4651.2922 | 4646.9837 | 4642.6753 | 4608.9633 | 4604.6548 | 4600.3463 | 4596.0379 | 4591.7294 | 4582.5247 | 4582.5247 | 4582.5247 | 4582.5247 | 4582.5247 | 4580.9891 | 4580.9891 | 4580.9891 | 4580.9891 | 4580.9891 | 4579.4174 | 4579.4174 | 4579.4174 | 4579.4174 | 4579.4174 | 4575.7717
| None | R-49 | Furnace | Propane | 95851.9528 | 96520.1868 | 0.095852 | 3768.7612 | 3711.868 | 4.9411 | 51.9521 | 0% | 0.32764 | 4% | 1.4% | 0.32764 | 0.2149 | 1.3777 | 50.0652 | 0.12559 | 1.3205 | 45.0586 | 0.46721 | 30 | 3.14% | 84% | 14.7% | 1.6 | 47.6 | 1 | 127961.3 | 6619 | 0.55 | 0.75 | 0.9 | 3.72 | 0.00106 | 74.1407 | 73.9136 | 73.9136 | 73.9136 | 73.9048 | 73.9048 | 73.9048 | 73.9048 | 73.9048 | 73.5345 | 73.5345 | 73.5345 | 73.5345 | 73.5345 | 73.4701 | 73.4701 | 73.4701 | 73.4701 | 73.4701 | 73.4507 | 73.4507 | 73.4507 | 73.4507 | 73.4507 | 73.431 | 73.431 | 3711.868 | 3700.4953 | 3700.4953 | 3700.4953 | 3700.057 | 3700.057 | 3700.057 | 3700.057 | 3700.057 | 3681.5162 | 3681.5162 | 3681.5162 | 3681.5162 | 3681.5162 | 3678.2899 | 3678.2899 | 3678.2899 | 3678.2899 | 3678.2899 | 3677.3232 | 3677.3232 | 3677.3232 | 3677.3232 | 3677.3232 | 3676.3339 | 3676.3339 | 3768.7612 | 3753.4325 | 3749.4764 | 3745.5204 | 3741.126 | 3737.17 | 3733.2139 | 3729.2579 | 3725.3018 | 3702.805 | 3698.8489 | 3698.8489 | 3698.8489 | 3698.8489 | 3695.6226 | 3695.6226 | 3695.6226 | 3695.6226 | 3695.6226 | 3694.656 | 3694.656 | 3694.656 | 3694.656 | 3694.656 | 3693.6666 | 3693.6666
| None | R-49 | Furnace | Natural Gas | 80459.0157 | 81101.2838 | 0.080459 | 3152.3257 | 3097.6432 | 4.9411 | 49.7414 | 1.4% | 0 | 4% | 1.4% | 0.32764 | 0.2149 | 1.3777 | 47.9347 | 0.12559 | 1.2643 | 45.0586 | 0.46721 | 30 | 3.14% | 84% | 14.7% | 1.6 | 47.6 | 1 | 127961.3 | 6619 | 0.55 | 0.75 | 0.94 | 3.72 | 0.00106 | 63.7174 | 63.7174 | 63.7174 | 63.7174 | 63.7174 | 63.6511 | 63.6511 | 63.6511 | 63.6511 | 63.6511 | 63.6399 | 63.6399 | 63.6399 | 63.6399 | 63.6399 | 63.6363 | 63.6363 | 63.6363 | 63.6363 | 63.6363 | 63.6326 | 63.6326 | 63.6326 | 63.6326 | 63.6326 | 63.6268 | 3097.6432 | 3097.6432 | 3097.6432 | 3097.6432 | 3097.6432 | 3094.4193 | 3094.4193 | 3094.4193 | 3094.4193 | 3094.4193 | 3093.8738 | 3093.8738 | 3093.8738 | 3093.8738 | 3093.8738 | 3093.6989 | 3093.6989 | 3093.6989 | 3093.6989 | 3093.6989 | 3093.5199 | 3093.5199 | 3093.5199 | 3093.5199 | 3093.5199 | 3093.2401 | 3152.3257 | 3148.5234 | 3144.721 | 3140.9187 | 3137.1164 | 3130.0901 | 3126.2878 | 3122.4855 | 3118.6832 | 3114.8808 | 3110.5331 | 3110.5331 | 3110.5331 | 3110.5331 | 3110.5331 | 3110.3582 | 3110.3582 | 3110.3582 | 3110.3582 | 3110.3582 | 3110.1791 | 3110.1791 | 3110.1791 | 3110.1791 | 3110.1791 | 3109.8993
| None | R-49 | Furnace | Kerosene | 119106.1641 | 119833.9298 | 0.11911 | 4671.8559 | 4609.8942 | 4.9411 | 57.0206 | 0% | 0.22206 | 4% | 1.4% | 0.32764 | 0.2149 | 1.3777 | 54.9496 | 0.12559 | 1.4493 | 45.0586 | 0.46721 | 30 | 3.14% | 84% | 14.7% | 1.6 | 47.6 | 1 | 127961.3 | 6619 | 0.55 | 0.75 | 0.82 | 3.72 | 0.00106 | 83.8932 | 83.8932 | 83.8932 | 83.8932 | 83.8932 | 83.3423 | 83.3423 | 83.3423 | 83.3423 | 83.3423 | 83.2462 | 83.2462 | 83.2462 | 83.2462 | 83.2462 | 83.2177 | 83.2177 | 83.2177 | 83.2177 | 83.2177 | 83.1887 | 83.1887 | 83.1887 | 83.1887 | 83.1887 | 83.1142 | 4609.8942 | 4609.8942 | 4609.8942 | 4609.8942 | 4609.8942 | 4579.6211 | 4579.6211 | 4579.6211 | 4579.6211 | 4579.6211 | 4574.3398 | 4574.3398 | 4574.3398 | 4574.3398 | 4574.3398 | 4572.7789 | 4572.7789 | 4572.7789 | 4572.7789 | 4572.7789 | 4571.1813 | 4571.1813 | 4571.1813 | 4571.1813 | 4571.1813 | 4567.0874 | 4671.8559 | 4667.5474 | 4663.2389 | 4658.9304 | 4654.622 | 4620.0404 | 4615.7319 | 4611.4234 | 4607.115 | 4602.8065 | 4593.2167 | 4593.2167 | 4593.2167 | 4593.2167 | 4593.2167 | 4591.6558 | 4591.6558 | 4591.6558 | 4591.6558 | 4591.6558 | 4590.0582 | 4590.0582 | 4590.0582 | 4590.0582 | 4590.0582 | 4585.9643
| None | R-49 | Heat Pump | Electricity | 6347.9149 | 6573.3827 | 0.0063479 | 559.6556 | 540.4594 | 4.9411 | 14.2552 | 4% | 0 | 4% | 1.4% | 0.32764 | 0.2149 | 1.3777 | 13.7374 | 0.12559 | 0.36234 | 45.0586 | 0.46721 | 30 | 3.14% | 84% | 14.7% | 1.6 | 47.6 | 1 | 127961.3 | 6619 | 0.55 | 0.75 | 3.28 | 3.72 | 0.00106 | 37.7685 | 35.1423 | 32.5161 | 29.8899 | 27.2636 | 24.6374 | 22.0112 | 19.385 | 16.7588 | 14.1326 | 11.5063 | 11.5063 | 11.5063 | 11.5063 | 11.5063 | 11.5063 | 11.5063 | 11.5063 | 11.5063 | 11.5063 | 11.5063 | 11.5063 | 11.5063 | 11.5063 | 11.5063 | 11.5063 | 540.4594 | 502.8787 | 465.2981 | 427.7175 | 390.1369 | 352.5562 | 314.9756 | 277.395 | 239.8143 | 202.2337 | 164.6531 | 164.6531 | 164.6531 | 164.6531 | 164.6531 | 164.6531 | 164.6531 | 164.6531 | 164.6531 | 164.6531 | 164.6531 | 164.6531 | 164.6531 | 164.6531 | 164.6531 | 164.6531 | 559.6556 | 520.7402 | 481.8248 | 442.9093 | 403.9939 | 365.0785 | 326.163 | 287.2476 | 248.3322 | 209.4167 | 170.5013 | 170.5013 | 170.5013 | 170.5013 | 170.5013 | 170.5013 | 170.5013 | 170.5013 | 170.5013 | 170.5013 | 170.5013 | 170.5013 | 170.5013 | 170.5013 | 170.5013 | 170.5013
| None | R-49 | Baseboard | Electricity | 20821.1609 | 21428.3751 | 0.020821 | 1824.4047 | 1772.7067 | 4.9411 | 46.7569 | 4% | 0 | 4% | 1.4% | 0.32764 | 0.2149 | 1.3777 | 45.0586 | 0.12559 | 1.1885 | 45.0586 | 0.46721 | 30 | 3.14% | 84% | 14.7% | 1.6 | 47.6 | 1 | 127961.3 | 6619 | 0.55 | 0.75 | 1 | 3.72 | 0.00106 | 37.7685 | 35.1423 | 32.5161 | 29.8899 | 27.2636 | 24.6374 | 22.0112 | 19.385 | 16.7588 | 14.1326 | 11.5063 | 11.5063 | 11.5063 | 11.5063 | 11.5063 | 11.5063 | 11.5063 | 11.5063 | 11.5063 | 11.5063 | 11.5063 | 11.5063 | 11.5063 | 11.5063 | 11.5063 | 11.5063 | 1772.7067 | 1649.4423 | 1526.1778 | 1402.9134 | 1279.6489 | 1156.3844 | 1033.12 | 909.8555 | 786.5911 | 663.3266 | 540.0621 | 540.0621 | 540.0621 | 540.0621 | 540.0621 | 540.0621 | 540.0621 | 540.0621 | 540.0621 | 540.0621 | 540.0621 | 540.0621 | 540.0621 | 540.0621 | 540.0621 | 540.0621 | 1824.4047 | 1697.5455 | 1570.6862 | 1443.827 | 1316.9677 | 1190.1084 | 1063.2492 | 936.3899 | 809.5307 | 682.6714 | 555.8121 | 555.8121 | 555.8121 | 555.8121 | 555.8121 | 555.8121 | 555.8121 | 555.8121 | 555.8121 | 555.8121 | 555.8121 | 555.8121 | 555.8121 | 555.8121 | 555.8121 | 555.8121
| None | R-49 | Pellet Stove | Wood Pellets | 93008.8015 | 93851.3781 | 0.093009 | 3769.2369 | 3697.5002 | 4.9411 | 66.7956 | 0% | 1.9568 | 4% | 1.4% | 0.32764 | 0.2149 | 1.3777 | 64.3695 | 0.12559 | 1.6978 | 45.0586 | 0.46721 | 30 | 3.14% | 84% | 14.7% | 1.6 | 47.6 | 1 | 127961.3 | 6619 | 0.55 | 0.75 | 0.7 | 3.72 | 0.00106 | 57.4418 | 57.4418 | 57.4418 | 57.4418 | 57.4418 | 55.4773 | 55.4773 | 55.4773 | 55.4773 | 55.4773 | 55.1452 | 55.1452 | 55.1452 | 55.1452 | 55.1452 | 55.0384 | 55.0384 | 55.0384 | 55.0384 | 55.0384 | 54.9291 | 54.9291 | 54.9291 | 54.9291 | 54.9291 | 54.7616 | 3697.5002 | 3697.5002 | 3697.5002 | 3697.5002 | 3697.5002 | 3571.0428 | 3571.0428 | 3571.0428 | 3571.0428 | 3571.0428 | 3549.6667 | 3549.6667 | 3549.6667 | 3549.6667 | 3549.6667 | 3542.7947 | 3542.7947 | 3542.7947 | 3542.7947 | 3542.7947 | 3535.7612 | 3535.7612 | 3535.7612 | 3535.7612 | 3535.7612 | 3524.9733 | 3769.2369 | 3764.2488 | 3759.2606 | 3754.2724 | 3749.2842 | 3617.8386 | 3612.8504 | 3607.8623 | 3602.8741 | 3597.8859 | 3571.5215 | 3571.5215 | 3571.5215 | 3571.5215 | 3571.5215 | 3564.6496 | 3564.6496 | 3564.6496 | 3564.6496 | 3564.6496 | 3557.6161 | 3557.6161 | 3557.6161 | 3557.6161 | 3557.6161 | 3546.8281
| None | R-49 | Unknown | Unknown, non-commercial | 93955.8776 | 94652.2427 | 0.093956 | 3721.4128 | 3662.1245 | 4.9411 | 54.3472 | 0% | 0 | 4% | 1.4% | 0.32764 | 0.2149 | 1.3777 | blended | 0.12559 | 1.3814 | 45.0586 | 0.46721 | 30 | 3.14% | 84% | 14.7% | 1.6 | 47.6 | 1 | 127961.3 | 6619 | 0.55 | 0.75 | blended | 3.72 | 0.00106 | blended | blended | blended | blended | blended | blended | blended | blended | blended | blended | blended | blended | blended | blended | blended | blended | blended | blended | blended | blended | 0 | 0 | 0 | 0 | 0 | 0 | 3662.1245 | 3656.2382 | 3652.3251 | 3648.4119 | 3644.4227 | 3626.833 | 3622.9198 | 3619.0067 | 3615.0935 | 3607.9636 | 3601.4193 | 3601.4193 | 3601.4193 | 3601.4193 | 3600.8596 | 3600.1742 | 3600.1742 | 3600.1742 | 3600.1742 | 3600.0065 | 3599.305 | 3599.305 | 3599.305 | 3599.305 | 3599.1333 | 3596.9453 | 3721.4128 | 3711.4039 | 3703.3682 | 3695.3325 | 3687.2207 | 3665.5083 | 3657.4726 | 3649.4368 | 3641.4011 | 3630.1486 | 3619.4817 | 3619.4817 | 3619.4817 | 3619.4817 | 3618.922 | 3618.2366 | 3618.2366 | 3618.2366 | 3618.2366 | 3618.0689 | 3617.3674 | 3617.3674 | 3617.3674 | 3617.3674 | 3617.1957 | 3615.0077
Exterior Wall, Standard Wood Framing | None | R-15 | Boiler | Oil | 45777.0372 | 46058.2349 | 0.045777 | 1795.3508 | 1771.4097 | 1.9733 | 21.9678 | 0% | 0.2149 | 4% | 1.4% | 0.32764 | 0.2149 | 1.3777 | 21.1699 | 0.050156 | 0.55838 | 17.9944 | 0.18658 | 30 | 3.14% | 84% | 14.7% | 3.4 | 18.9 | 1 | 127961.3 | 6619 | 0.55 | 0.75 | 0.85 | 3.72 | 0.00106 | 83.6758 | 83.6758 | 83.6758 | 83.6758 | 83.6758 | 83.1407 | 83.1407 | 83.1407 | 83.1407 | 83.1407 | 83.0516 | 83.0516 | 83.0516 | 83.0516 | 83.0516 | 83.0236 | 83.0236 | 83.0236 | 83.0236 | 83.0236 | 82.995 | 82.995 | 82.995 | 82.995 | 82.995 | 82.9287 | 1771.4097 | 1771.4097 | 1771.4097 | 1771.4097 | 1771.4097 | 1760.0817 | 1760.0817 | 1760.0817 | 1760.0817 | 1760.0817 | 1758.1954 | 1758.1954 | 1758.1954 | 1758.1954 | 1758.1954 | 1757.6038 | 1757.6038 | 1757.6038 | 1757.6038 | 1757.6038 | 1756.9982 | 1756.9982 | 1756.9982 | 1756.9982 | 1756.9982 | 1755.5937 | 1795.3508 | 1793.686 | 1792.0213 | 1790.3566 | 1788.6918 | 1775.6991 | 1774.0343 | 1772.3696 | 1770.7049 | 1769.0401 | 1765.4891 | 1765.4891 | 1765.4891 | 1765.4891 | 1765.4891 | 1764.8975 | 1764.8975 | 1764.8975 | 1764.8975 | 1764.8975 | 1764.292 | 1764.292 | 1764.292 | 1764.292 | 1764.292 | 1762.8874
| None | R-15 | Boiler | Propane | 38279.0407 | 38545.9039 | 0.038279 | 1505.077 | 1482.3563 | 1.9733 | 20.7474 | 0% | 0.32764 | 4% | 1.4% | 0.32764 | 0.2149 | 1.3777 | 19.9938 | 0.050156 | 0.52736 | 17.9944 | 0.18658 | 30 | 3.14% | 84% | 14.7% | 3.4 | 18.9 | 1 | 127961.3 | 6619 | 0.55 | 0.75 | 0.9 | 3.72 | 0.00106 | 74.1407 | 73.9136 | 73.9136 | 73.9136 | 73.9048 | 73.9048 | 73.9048 | 73.9048 | 73.9048 | 73.5345 | 73.5345 | 73.5345 | 73.5345 | 73.5345 | 73.4701 | 73.4701 | 73.4701 | 73.4701 | 73.4701 | 73.4507 | 73.4507 | 73.4507 | 73.4507 | 73.4507 | 73.431 | 73.431 | 1482.3563 | 1477.8145 | 1477.8145 | 1477.8145 | 1477.6395 | 1477.6395 | 1477.6395 | 1477.6395 | 1477.6395 | 1470.2351 | 1470.2351 | 1470.2351 | 1470.2351 | 1470.2351 | 1468.9467 | 1468.9467 | 1468.9467 | 1468.9467 | 1468.9467 | 1468.5606 | 1468.5606 | 1468.5606 | 1468.5606 | 1468.5606 | 1468.1655 | 1468.1655 | 1505.077 | 1498.9553 | 1497.3754 | 1495.7956 | 1494.0407 | 1492.4608 | 1490.8809 | 1489.301 | 1487.7212 | 1478.7369 | 1477.1571 | 1477.1571 | 1477.1571 | 1477.1571 | 1475.8686 | 1475.8686 | 1475.8686 | 1475.8686 | 1475.8686 | 1475.4826 | 1475.4826 | 1475.4826 | 1475.4826 | 1475.4826 | 1475.0875 | 1475.0875
| None | R-15 | Boiler | Natural Gas | 35120.7837 | 35398.9811 | 0.035121 | 1375.8232 | 1352.1375 | 1.9733 | 21.7124 | 1.4% | 0 | 4% | 1.4% | 0.32764 | 0.2149 | 1.3777 | 20.9238 | 0.050156 | 0.55189 | 17.9944 | 0.18658 | 30 | 3.14% | 84% | 14.7% | 3.4 | 18.9 | 1 | 127961.3 | 6619 | 0.55 | 0.75 | 0.86 | 3.72 | 0.00106 | 63.7174 | 63.7174 | 63.7174 | 63.7174 | 63.7174 | 63.6511 | 63.6511 | 63.6511 | 63.6511 | 63.6511 | 63.6399 | 63.6399 | 63.6399 | 63.6399 | 63.6399 | 63.6363 | 63.6363 | 63.6363 | 63.6363 | 63.6363 | 63.6326 | 63.6326 | 63.6326 | 63.6326 | 63.6326 | 63.6268 | 1352.1375 | 1352.1375 | 1352.1375 | 1352.1375 | 1352.1375 | 1350.7303 | 1350.7303 | 1350.7303 | 1350.7303 | 1350.7303 | 1350.4922 | 1350.4922 | 1350.4922 | 1350.4922 | 1350.4922 | 1350.4159 | 1350.4159 | 1350.4159 | 1350.4159 | 1350.4159 | 1350.3377 | 1350.3377 | 1350.3377 | 1350.3377 | 1350.3377 | 1350.2156 | 1375.8232 | 1374.1762 | 1372.5292 | 1370.8823 | 1369.2353 | 1366.1811 | 1364.5341 | 1362.8871 | 1361.2402 | 1359.5932 | 1357.7081 | 1357.7081 | 1357.7081 | 1357.7081 | 1357.7081 | 1357.6318 | 1357.6318 | 1357.6318 | 1357.6318 | 1357.6318 | 1357.5536 | 1357.5536 | 1357.5536 | 1357.5536 | 1357.5536 | 1357.4315
| None | R-15 | Boiler | Kerosene | 45886.9556 | 46168.1533 | 0.045887 | 1799.9533 | 1776.0123 | 1.9733 | 21.9678 | 0% | 0.22206 | 4% | 1.4% | 0.32764 | 0.2149 | 1.3777 | 21.1699 | 0.050156 | 0.55838 | 17.9944 | 0.18658 | 30 | 3.14% | 84% | 14.7% | 3.4 | 18.9 | 1 | 127961.3 | 6619 | 0.55 | 0.75 | 0.85 | 3.72 | 0.00106 | 83.8932 | 83.8932 | 83.8932 | 83.8932 | 83.8932 | 83.3423 | 83.3423 | 83.3423 | 83.3423 | 83.3423 | 83.2462 | 83.2462 | 83.2462 | 83.2462 | 83.2462 | 83.2177 | 83.2177 | 83.2177 | 83.2177 | 83.2177 | 83.1887 | 83.1887 | 83.1887 | 83.1887 | 83.1887 | 83.1142 | 1776.0123 | 1776.0123 | 1776.0123 | 1776.0123 | 1776.0123 | 1764.3492 | 1764.3492 | 1764.3492 | 1764.3492 | 1764.3492 | 1762.3146 | 1762.3146 | 1762.3146 | 1762.3146 | 1762.3146 | 1761.7132 | 1761.7132 | 1761.7132 | 1761.7132 | 1761.7132 | 1761.0977 | 1761.0977 | 1761.0977 | 1761.0977 | 1761.0977 | 1759.5205 | 1799.9533 | 1798.2886 | 1796.6239 | 1794.9591 | 1793.2944 | 1779.9667 | 1778.3019 | 1776.6372 | 1774.9725 | 1773.3077 | 1769.6083 | 1769.6083 | 1769.6083 | 1769.6083 | 1769.6083 | 1769.007 | 1769.007 | 1769.007 | 1769.007 | 1769.007 | 1768.3915 | 1768.3915 | 1768.3915 | 1768.3915 | 1768.3915 | 1766.8142
| None | R-15 | Furnace | Oil | 47451.8068 | 47742.4443 | 0.047452 | 1860.9621 | 1836.2173 | 1.9733 | 22.7715 | 0% | 0.2149 | 4% | 1.4% | 0.32764 | 0.2149 | 1.3777 | 21.9444 | 0.050156 | 0.57881 | 17.9944 | 0.18658 | 30 | 3.14% | 84% | 14.7% | 3.4 | 18.9 | 1 | 127961.3 | 6619 | 0.55 | 0.75 | 0.82 | 3.72 | 0.00106 | 83.6758 | 83.6758 | 83.6758 | 83.6758 | 83.6758 | 83.1407 | 83.1407 | 83.1407 | 83.1407 | 83.1407 | 83.0516 | 83.0516 | 83.0516 | 83.0516 | 83.0516 | 83.0236 | 83.0236 | 83.0236 | 83.0236 | 83.0236 | 82.995 | 82.995 | 82.995 | 82.995 | 82.995 | 82.9287 | 1836.2173 | 1836.2173 | 1836.2173 | 1836.2173 | 1836.2173 | 1824.4749 | 1824.4749 | 1824.4749 | 1824.4749 | 1824.4749 | 1822.5196 | 1822.5196 | 1822.5196 | 1822.5196 | 1822.5196 | 1821.9063 | 1821.9063 | 1821.9063 | 1821.9063 | 1821.9063 | 1821.2787 | 1821.2787 | 1821.2787 | 1821.2787 | 1821.2787 | 1819.8227 | 1860.9621 | 1859.2415 | 1857.5209 | 1855.8003 | 1854.0797 | 1840.6166 | 1838.896 | 1837.1754 | 1835.4547 | 1833.7341 | 1830.0582 | 1830.0582 | 1830.0582 | 1830.0582 | 1830.0582 | 1829.4449 | 1829.4449 | 1829.4449 | 1829.4449 | 1829.4449 | 1828.8172 | 1828.8172 | 1828.8172 | 1828.8172 | 1828.8172 | 1827.3613
| None | R-15 | Furnace | Propane | 38279.0407 | 38545.9039 | 0.038279 | 1505.077 | 1482.3563 | 1.9733 | 20.7474 | 0% | 0.32764 | 4% | 1.4% | 0.32764 | 0.2149 | 1.3777 | 19.9938 | 0.050156 | 0.52736 | 17.9944 | 0.18658 | 30 | 3.14% | 84% | 14.7% | 3.4 | 18.9 | 1 | 127961.3 | 6619 | 0.55 | 0.75 | 0.9 | 3.72 | 0.00106 | 74.1407 | 73.9136 | 73.9136 | 73.9136 | 73.9048 | 73.9048 | 73.9048 | 73.9048 | 73.9048 | 73.5345 | 73.5345 | 73.5345 | 73.5345 | 73.5345 | 73.4701 | 73.4701 | 73.4701 | 73.4701 | 73.4701 | 73.4507 | 73.4507 | 73.4507 | 73.4507 | 73.4507 | 73.431 | 73.431 | 1482.3563 | 1477.8145 | 1477.8145 | 1477.8145 | 1477.6395 | 1477.6395 | 1477.6395 | 1477.6395 | 1477.6395 | 1470.2351 | 1470.2351 | 1470.2351 | 1470.2351 | 1470.2351 | 1468.9467 | 1468.9467 | 1468.9467 | 1468.9467 | 1468.9467 | 1468.5606 | 1468.5606 | 1468.5606 | 1468.5606 | 1468.5606 | 1468.1655 | 1468.1655 | 1505.077 | 1498.9553 | 1497.3754 | 1495.7956 | 1494.0407 | 1492.4608 | 1490.8809 | 1489.301 | 1487.7212 | 1478.7369 | 1477.1571 | 1477.1571 | 1477.1571 | 1477.1571 | 1475.8686 | 1475.8686 | 1475.8686 | 1475.8686 | 1475.8686 | 1475.4826 | 1475.4826 | 1475.4826 | 1475.4826 | 1475.4826 | 1475.0875 | 1475.0875
| None | R-15 | Furnace | Natural Gas | 32131.7808 | 32388.2744 | 0.032132 | 1258.8998 | 1237.062 | 1.9733 | 19.8645 | 1.4% | 0 | 4% | 1.4% | 0.32764 | 0.2149 | 1.3777 | 19.143 | 0.050156 | 0.50492 | 17.9944 | 0.18658 | 30 | 3.14% | 84% | 14.7% | 3.4 | 18.9 | 1 | 127961.3 | 6619 | 0.55 | 0.75 | 0.94 | 3.72 | 0.00106 | 63.7174 | 63.7174 | 63.7174 | 63.7174 | 63.7174 | 63.6511 | 63.6511 | 63.6511 | 63.6511 | 63.6511 | 63.6399 | 63.6399 | 63.6399 | 63.6399 | 63.6399 | 63.6363 | 63.6363 | 63.6363 | 63.6363 | 63.6363 | 63.6326 | 63.6326 | 63.6326 | 63.6326 | 63.6326 | 63.6268 | 1237.062 | 1237.062 | 1237.062 | 1237.062 | 1237.062 | 1235.7745 | 1235.7745 | 1235.7745 | 1235.7745 | 1235.7745 | 1235.5567 | 1235.5567 | 1235.5567 | 1235.5567 | 1235.5567 | 1235.4869 | 1235.4869 | 1235.4869 | 1235.4869 | 1235.4869 | 1235.4154 | 1235.4154 | 1235.4154 | 1235.4154 | 1235.4154 | 1235.3036 | 1258.8998 | 1257.3813 | 1255.8628 | 1254.3443 | 1252.8259 | 1250.0199 | 1248.5014 | 1246.9829 | 1245.4644 | 1243.946 | 1242.2097 | 1242.2097 | 1242.2097 | 1242.2097 | 1242.2097 | 1242.1398 | 1242.1398 | 1242.1398 | 1242.1398 | 1242.1398 | 1242.0683 | 1242.0683 | 1242.0683 | 1242.0683 | 1242.0683 | 1241.9566
| None | R-15 | Furnace | Kerosene | 47565.7467 | 47856.3842 | 0.047566 | 1865.7331 | 1840.9883 | 1.9733 | 22.7715 | 0% | 0.22206 | 4% | 1.4% | 0.32764 | 0.2149 | 1.3777 | 21.9444 | 0.050156 | 0.57881 | 17.9944 | 0.18658 | 30 | 3.14% | 84% | 14.7% | 3.4 | 18.9 | 1 | 127961.3 | 6619 | 0.55 | 0.75 | 0.82 | 3.72 | 0.00106 | 83.8932 | 83.8932 | 83.8932 | 83.8932 | 83.8932 | 83.3423 | 83.3423 | 83.3423 | 83.3423 | 83.3423 | 83.2462 | 83.2462 | 83.2462 | 83.2462 | 83.2462 | 83.2177 | 83.2177 | 83.2177 | 83.2177 | 83.2177 | 83.1887 | 83.1887 | 83.1887 | 83.1887 | 83.1887 | 83.1142 | 1840.9883 | 1840.9883 | 1840.9883 | 1840.9883 | 1840.9883 | 1828.8986 | 1828.8986 | 1828.8986 | 1828.8986 | 1828.8986 | 1826.7895 | 1826.7895 | 1826.7895 | 1826.7895 | 1826.7895 | 1826.1661 | 1826.1661 | 1826.1661 | 1826.1661 | 1826.1661 | 1825.5281 | 1825.5281 | 1825.5281 | 1825.5281 | 1825.5281 | 1823.8932 | 1865.7331 | 1864.0125 | 1862.2919 | 1860.5713 | 1858.8506 | 1845.0403 | 1843.3197 | 1841.5991 | 1839.8784 | 1838.1578 | 1834.3281 | 1834.3281 | 1834.3281 | 1834.3281 | 1834.3281 | 1833.7047 | 1833.7047 | 1833.7047 | 1833.7047 | 1833.7047 | 1833.0667 | 1833.0667 | 1833.0667 | 1833.0667 | 1833.0667 | 1831.4318
| None | R-15 | Heat Pump | Electricity | 2535.0771 | 2625.119 | 0.0025351 | 223.5018 | 215.8356 | 1.9733 | 5.6929 | 4% | 0 | 4% | 1.4% | 0.32764 | 0.2149 | 1.3777 | 5.4861 | 0.050156 | 0.1447 | 17.9944 | 0.18658 | 30 | 3.14% | 84% | 14.7% | 3.4 | 18.9 | 1 | 127961.3 | 6619 | 0.55 | 0.75 | 3.28 | 3.72 | 0.00106 | 37.7685 | 35.1423 | 32.5161 | 29.8899 | 27.2636 | 24.6374 | 22.0112 | 19.385 | 16.7588 | 14.1326 | 11.5063 | 11.5063 | 11.5063 | 11.5063 | 11.5063 | 11.5063 | 11.5063 | 11.5063 | 11.5063 | 11.5063 | 11.5063 | 11.5063 | 11.5063 | 11.5063 | 11.5063 | 11.5063 | 215.8356 | 200.8276 | 185.8195 | 170.8115 | 155.8034 | 140.7954 | 125.7874 | 110.7793 | 95.7713 | 80.7632 | 65.7552 | 65.7552 | 65.7552 | 65.7552 | 65.7552 | 65.7552 | 65.7552 | 65.7552 | 65.7552 | 65.7552 | 65.7552 | 65.7552 | 65.7552 | 65.7552 | 65.7552 | 65.7552 | 223.5018 | 207.9607 | 192.4196 | 176.8784 | 161.3373 | 145.7962 | 130.2551 | 114.714 | 99.1729 | 83.6318 | 68.0907 | 68.0907 | 68.0907 | 68.0907 | 68.0907 | 68.0907 | 68.0907 | 68.0907 | 68.0907 | 68.0907 | 68.0907 | 68.0907 | 68.0907 | 68.0907 | 68.0907 | 68.0907
| None | R-15 | Baseboard | Electricity | 8315.053 | 8557.5475 | 0.0083151 | 728.5868 | 707.9409 | 1.9733 | 18.6726 | 4% | 0 | 4% | 1.4% | 0.32764 | 0.2149 | 1.3777 | 17.9944 | 0.050156 | 0.47462 | 17.9944 | 0.18658 | 30 | 3.14% | 84% | 14.7% | 3.4 | 18.9 | 1 | 127961.3 | 6619 | 0.55 | 0.75 | 1 | 3.72 | 0.00106 | 37.7685 | 35.1423 | 32.5161 | 29.8899 | 27.2636 | 24.6374 | 22.0112 | 19.385 | 16.7588 | 14.1326 | 11.5063 | 11.5063 | 11.5063 | 11.5063 | 11.5063 | 11.5063 | 11.5063 | 11.5063 | 11.5063 | 11.5063 | 11.5063 | 11.5063 | 11.5063 | 11.5063 | 11.5063 | 11.5063 | 707.9409 | 658.7145 | 609.4881 | 560.2617 | 511.0353 | 461.8089 | 412.5825 | 363.3561 | 314.1298 | 264.9034 | 215.677 | 215.677 | 215.677 | 215.677 | 215.677 | 215.677 | 215.677 | 215.677 | 215.677 | 215.677 | 215.677 | 215.677 | 215.677 | 215.677 | 215.677 | 215.677 | 728.5868 | 677.9248 | 627.2628 | 576.6008 | 525.9388 | 475.2768 | 424.6148 | 373.9528 | 323.2908 | 272.6288 | 221.9668 | 221.9668 | 221.9668 | 221.9668 | 221.9668 | 221.9668 | 221.9668 | 221.9668 | 221.9668 | 221.9668 | 221.9668 | 221.9668 | 221.9668 | 221.9668 | 221.9668 | 221.9668
| None | R-15 | Pellet Stove | Wood Pellets | 37143.6116 | 37480.0995 | 0.037144 | 1505.2669 | 1476.6185 | 1.9733 | 26.6752 | 0% | 1.9568 | 4% | 1.4% | 0.32764 | 0.2149 | 1.3777 | 25.7063 | 0.050156 | 0.67803 | 17.9944 | 0.18658 | 30 | 3.14% | 84% | 14.7% | 3.4 | 18.9 | 1 | 127961.3 | 6619 | 0.55 | 0.75 | 0.7 | 3.72 | 0.00106 | 57.4418 | 57.4418 | 57.4418 | 57.4418 | 57.4418 | 55.4773 | 55.4773 | 55.4773 | 55.4773 | 55.4773 | 55.1452 | 55.1452 | 55.1452 | 55.1452 | 55.1452 | 55.0384 | 55.0384 | 55.0384 | 55.0384 | 55.0384 | 54.9291 | 54.9291 | 54.9291 | 54.9291 | 54.9291 | 54.7616 | 1476.6185 | 1476.6185 | 1476.6185 | 1476.6185 | 1476.6185 | 1426.117 | 1426.117 | 1426.117 | 1426.117 | 1426.117 | 1417.5802 | 1417.5802 | 1417.5802 | 1417.5802 | 1417.5802 | 1414.8359 | 1414.8359 | 1414.8359 | 1414.8359 | 1414.8359 | 1412.027 | 1412.027 | 1412.027 | 1412.027 | 1412.027 | 1407.7188 | 1505.2669 | 1503.2749 | 1501.2828 | 1499.2907 | 1497.2987 | 1444.8051 | 1442.8131 | 1440.821 | 1438.8289 | 1436.8369 | 1426.3081 | 1426.3081 | 1426.3081 | 1426.3081 | 1426.3081 | 1423.5638 | 1423.5638 | 1423.5638 | 1423.5638 | 1423.5638 | 1420.7549 | 1420.7549 | 1420.7549 | 1420.7549 | 1420.7549 | 1416.4467
| None | R-15 | Unknown | Unknown, non-commercial | 37521.832 | 37799.9295 | 0.037522 | 1486.1681 | 1462.4909 | 1.9733 | 21.7039 | 0% | 0 | 4% | 1.4% | 0.32764 | 0.2149 | 1.3777 | blended | 0.050156 | 0.55167 | 17.9944 | 0.18658 | 30 | 3.14% | 84% | 14.7% | 3.4 | 18.9 | 1 | 127961.3 | 6619 | 0.55 | 0.75 | blended | 3.72 | 0.00106 | blended | blended | blended | blended | blended | blended | blended | blended | blended | blended | blended | blended | blended | blended | blended | blended | blended | blended | blended | blended | 0 | 0 | 0 | 0 | 0 | 0 | 1462.4909 | 1460.1402 | 1458.5775 | 1457.0147 | 1455.4216 | 1448.3971 | 1446.8343 | 1445.2716 | 1443.7088 | 1440.8615 | 1438.248 | 1438.248 | 1438.248 | 1438.248 | 1438.0244 | 1437.7507 | 1437.7507 | 1437.7507 | 1437.7507 | 1437.6837 | 1437.4036 | 1437.4036 | 1437.4036 | 1437.4036 | 1437.335 | 1436.4612 | 1486.1681 | 1482.171 | 1478.9619 | 1475.7527 | 1472.5132 | 1463.8423 | 1460.6332 | 1457.4241 | 1454.2149 | 1449.7212 | 1445.4613 | 1445.4613 | 1445.4613 | 1445.4613 | 1445.2378 | 1444.964 | 1444.964 | 1444.964 | 1444.964 | 1444.8971 | 1444.6169 | 1444.6169 | 1444.6169 | 1444.6169 | 1444.5484 | 1443.6746
Table 74. Residential Deemed Heating System Efficiencies
[24 empty] | System Type | Fuel | Heating Efficiency (ηheat)
[24 empty] | Boiler | Oil | 0.85
[25 empty] | Propane | 0.9
[25 empty] | Natural gas | 0.86
[25 empty] | Kerosene | 0.85
[24 empty] | Furnace | Oil | 0.82
[25 empty] | Propane | 0.9
[25 empty] | Natural gas | 0.94
[25 empty] | Kerosene | 0.82
[24 empty] | Heat Pump | Electric | 3.28
[24 empty] | Baseboard | Electric | 1
[24 empty] | Other | Pellet stove | 0.7
[25 empty] | Newer EPA woodstove | 0.6
[25 empty] | Catalytic woodstove | 0.5
[25 empty] | Non-catalytic woodstove | 0.4
[25 empty] | Outdoor wood boiler | 0.25
[25 empty] | Open hearth fireplace | 0.1
[25 empty] | Propane stove | 0.65
Table 72. Vermont Primary Heating Fuel Mix and Average Heating Efficiency, Residential Buildings
[24 empty] | Heating Fuel | Building Type |  |  | Average Heating Efficiency (ηave,fuel)
[25 empty] | Single Family | Multifamily | Unknown
[24 empty] | Oil | 45% | 5% | 41% | 0.84
[24 empty] | Propane (LP) | 17% | 5% | 16% | 0.83
[24 empty] | Natural Gas (NG) | 23% | 66% | 27% | 0.85
[24 empty] | Electricity | 6% | 23% | 8% | 2.52
[24 empty] | Wood | 8% | 1% | 7% | 0.53
[24 empty] | Central Cooling? | %Cool
[24 empty] | Yes | 100%
[24 empty] | No | 0%
[24 empty] | Unknown, Single Family | 15%
[24 empty] | Unknown, Multifamily | 12%
[24 empty] | Unknown, Building Type Unknown | 14.7%
[24 empty] | Fossil Fuel Furnace or Boiler? | %Fossil
[24 empty] | Yes | 100%
[24 empty] | No | 0%
[24 empty] | Unknown, Single Family | 85%
[24 empty] | Unknown, Multifamily | 76%
[24 empty] | Unknown, Building Type Unknown | 84%
Table 76. Residential Insulation: Assembly R-Factors for Attic Roofs with Wood Joists
[24 empty] | Rated R-Value of Insulation Alone | Overall R-Factor For Entire Assembly (Rpre, Rpost)
Wood-Framed Attic, Standard Framing
[24 empty] | None | R-1.6
[24 empty] | R-11 | R-11.0
[24 empty] | R-13 | R-12.3
[24 empty] | R-19 | R-18.9
[24 empty] | R-30 | R-29.4
[24 empty] | R-38 | R-37.0
[24 empty] | R-49 | R-47.6
[24 empty] | R-60 | R-58.8
Table 77. Residential Insulation: Assembly R-Factors for Wood-Frame Walls
[24 empty] | Framing Type and Spacing Width (Actual Depth) | Cavity Insulation R-Value: Rated | Overall R-Factor For Entire Base Assembly | Overall R-Factor for Assembly of Base Wall Plus Continuous Insulation (Uninterrupted by Framing) (Rpre, Rpost)
Rated R-Value of Continuous Insulation
[27 empty] | R-1 | R-2 | R-3 | R-4 | R-15
Wood Studs at 16 in. on Center
[24 empty] | 3.5 in. depth | None | R-3.4 | R-4.5 | R-5.5 | R-6.6 | R-7.6 | R-18.9
[25 empty] | R-11 | R-10.4 | R-11.5 | R-12.7 | R-13.7 | R-14.7 | R-26.3
[25 empty] | R-13 | R-11.2 | R-12.5 | R-13.5 | R-14.7 | R-15.9 | R-27.0
[25 empty] | R-15 | R-12.0 | R-13.3 | R-14.5 | R-15.6 | R-16.7 | R-28.6

## RE_DOHW_HPWH
Characterization: | RE_DOHW_HPWH
Residential Heat Pump Water Heater
Assumptions:
▪ Average baseline water heater efficiencies per Table 81
▪ Average space heating efficiencies per Table 82
▪ HPWH Cool Climate Efficiency (CCE) rating = 2.0
▪ Building type (single family or multifamily) is unknown/not collected
helper row
[6 empty] | 2025 First Year Savings | [5 empty] | Affected Fuel Adders |  | Mixed Baseline Scenario Adders | [9 empty] | Affected Baseline Fuel Lifecycle Carbon Intensity - With Adder (gCO2e/MJ) | [25 empty] | Affected Space Heating Fuel Lifecycle Carbon Intensity - With Adder (gCO2e/MJ) | [25 empty] | Lifetime CO2e Reductions, Thermal [g] | [25 empty] | Lifetime CO2e Reductions, Total [g]
Baseline Water Heating Fuel | Proposed Equipment | Space Heating Fuel | Lifetime CO2e Reductions, Thermal [g] | Lifetime CO2e Reductions, Total [g] | Lifetime Credits | ΔCO2e | ΔCO2ethermal | ΔCO2edirect | CO2ebase | CO2eHPWH | ΔCO2eheat | TDL | CI' | TDLelec | TDLng | CI' prop | CI' oil | CI' wood | ΔEhl [MJ] | Measure Life | CCEHPWH | Qload [MJ] | IF | 2025 | 2026 | 2027 | 2028 | 2029 | 2030 | 2031 | 2032 | 2033 | 2034 | 2035 | 2036 | 2037 | 2038 | 2039 | 2040 | 2041 | 2042 | 2043 | 2044 | 2045 | 2046 | 2047 | 2048 | 2049 | 2050 | 2025 | 2026 | 2027 | 2028 | 2029 | 2030 | 2031 | 2032 | 2033 | 2034 | 2035 | 2036 | 2037 | 2038 | 2039 | 2040 | 2041 | 2042 | 2043 | 2044 | 2045 | 2046 | 2047 | 2048 | 2049 | 2050 | 2025 | 2026 | 2027 | 2028 | 2029 | 2030 | 2031 | 2032 | 2033 | 2034 | 2035 | 2036 | 2037 | 2038 | 2039 | 2040 | 2041 | 2042 | 2043 | 2044 | 2045 | 2046 | 2047 | 2048 | 2049 | 2050 | 2025 | 2026 | 2027 | 2028 | 2029 | 2030 | 2031 | 2032 | 2033 | 2034 | 2035 | 2036 | 2037 | 2038 | 2039 | 2040 | 2041 | 2042 | 2043 | 2044 | 2045 | 2046 | 2047 | 2048 | 2049 | 2050
Oil | HPWH Tier 1 | Oil | 8953237.9236 | 8953237.9236 | 8.9532 | 678836.3942 | 678836.3942 | 936264.5293 | 1123848.2069 | 187583.6776 | -257428.1351 | 0% | 0.2149 | 4% | 1.4% | 0.32764 | 0.2149 | 1.3777 | -2584.256 | 12 | 2 | 9536 | 0.542 | 83.6758 | 83.6758 | 83.6758 | 83.6758 | 83.6758 | 83.1407 | 83.1407 | 83.1407 | 83.1407 | 83.1407 | 83.0516 | 83.0516 | 0 | 0 | 0 | 0 | 0 | 0 | 0 | 0 | 0 | 0 | 0 | 0 | 0 | 0 | 83.6758 | 83.6758 | 83.6758 | 83.6758 | 83.6758 | 83.1407 | 83.1407 | 83.1407 | 83.1407 | 83.1407 | 83.0516 | 83.0516 | 0 | 0 | 0 | 0 | 0 | 0 | 0 | 0 | 0 | 0 | 0 | 0 | 0 | 0 | 678836.3942 | 691879.9507 | 704923.5073 | 717967.0639 | 731010.6205 | 738513.497 | 751557.0536 | 764600.6102 | 777644.1668 | 790687.7233 | 802808.668 | 802808.668 | 0 | 0 | 0 | 0 | 0 | 0 | 0 | 0 | 0 | 0 | 0 | 0 | 0 | 0 | 678836.3942 | 691879.9507 | 704923.5073 | 717967.0639 | 731010.6205 | 738513.497 | 751557.0536 | 764600.6102 | 777644.1668 | 790687.7233 | 802808.668 | 802808.668 | 0 | 0 | 0 | 0 | 0 | 0 | 0 | 0 | 0 | 0 | 0 | 0 | 0 | 0
Oil |  | Propane | 9271659.7658 | 9271659.7658 | 9.2717 | 705422.7668 | 705422.7668 | 936264.5293 | 1123848.2069 | 187583.6776 | -230841.7625 | 0% | 0.2149 | 4% | 1.4% | 0.32764 | 0.2149 | 1.3777 | -2584.256 | 12 | 2 | 9536 | 0.542 | 83.6758 | 83.6758 | 83.6758 | 83.6758 | 83.6758 | 83.1407 | 83.1407 | 83.1407 | 83.1407 | 83.1407 | 83.0516 | 83.0516 | 0 | 0 | 0 | 0 | 0 | 0 | 0 | 0 | 0 | 0 | 0 | 0 | 0 | 0 | 74.1407 | 73.9136 | 73.9136 | 73.9136 | 73.9048 | 73.9048 | 73.9048 | 73.9048 | 73.9048 | 73.5345 | 73.5345 | 73.5345 | 0 | 0 | 0 | 0 | 0 | 0 | 0 | 0 | 0 | 0 | 0 | 0 | 0 | 0 | 705422.7668 | 719173.5949 | 732217.1515 | 745260.7081 | 758331.5241 | 764188.1704 | 777231.727 | 790275.2836 | 803318.8401 | 817515.4524 | 829362.2735 | 829362.2735 | 0 | 0 | 0 | 0 | 0 | 0 | 0 | 0 | 0 | 0 | 0 | 0 | 0 | 0 | 705422.7668 | 719173.5949 | 732217.1515 | 745260.7081 | 758331.5241 | 764188.1704 | 777231.727 | 790275.2836 | 803318.8401 | 817515.4524 | 829362.2735 | 829362.2735 | 0 | 0 | 0 | 0 | 0 | 0 | 0 | 0 | 0 | 0 | 0 | 0 | 0 | 0
Oil |  | Natural Gas | 9674156.0278 | 9674156.0278 | 9.6742 | 739793.8456 | 739793.8456 | 936264.5293 | 1123848.2069 | 187583.6776 | -196470.6837 | 0% | 0.2149 | 4% | 1.4% | 0.32764 | 0.2149 | 1.3777 | -2584.256 | 12 | 2 | 9536 | 0.542 | 83.6758 | 83.6758 | 83.6758 | 83.6758 | 83.6758 | 83.1407 | 83.1407 | 83.1407 | 83.1407 | 83.1407 | 83.0516 | 83.0516 | 0 | 0 | 0 | 0 | 0 | 0 | 0 | 0 | 0 | 0 | 0 | 0 | 0 | 0 | 63.7174 | 63.7174 | 63.7174 | 63.7174 | 63.7174 | 63.6511 | 63.6511 | 63.6511 | 63.6511 | 63.6511 | 63.6399 | 63.6399 | 0 | 0 | 0 | 0 | 0 | 0 | 0 | 0 | 0 | 0 | 0 | 0 | 0 | 0 | 739793.8456 | 752837.4022 | 765880.9587 | 778924.5153 | 791968.0719 | 798029.1978 | 811072.7544 | 824116.311 | 837159.8675 | 850203.4241 | 862084.8396 | 862084.8396 | 0 | 0 | 0 | 0 | 0 | 0 | 0 | 0 | 0 | 0 | 0 | 0 | 0 | 0 | 739793.8456 | 752837.4022 | 765880.9587 | 778924.5153 | 791968.0719 | 798029.1978 | 811072.7544 | 824116.311 | 837159.8675 | 850203.4241 | 862084.8396 | 862084.8396 | 0 | 0 | 0 | 0 | 0 | 0 | 0 | 0 | 0 | 0 | 0 | 0 | 0 | 0
Oil |  | Electricity | 11728510.1377 | 11728510.1377 | 11.7285 | 895919.151 | 895919.151 | 936264.5293 | 1123848.2069 | 187583.6776 | -40345.3783 | 0% | 0.2149 | 4% | 1.4% | 0.32764 | 0.2149 | 1.3777 | -2584.256 | 12 | 2 | 9536 | 0.542 | 83.6758 | 83.6758 | 83.6758 | 83.6758 | 83.6758 | 83.1407 | 83.1407 | 83.1407 | 83.1407 | 83.1407 | 83.0516 | 83.0516 | 0 | 0 | 0 | 0 | 0 | 0 | 0 | 0 | 0 | 0 | 0 | 0 | 0 | 0 | 37.7685 | 35.1423 | 32.5161 | 29.8899 | 27.2636 | 24.6374 | 22.0112 | 19.385 | 16.7588 | 14.1326 | 11.5063 | 11.5063 | 0 | 0 | 0 | 0 | 0 | 0 | 0 | 0 | 0 | 0 | 0 | 0 | 0 | 0 | 895919.151 | 911768.1074 | 927617.0639 | 943466.0203 | 959314.9767 | 967977.0229 | 983825.9794 | 999674.9358 | 1015523.8923 | 1031372.8487 | 1046025.0696 | 1046025.0696 | 0 | 0 | 0 | 0 | 0 | 0 | 0 | 0 | 0 | 0 | 0 | 0 | 0 | 0 | 895919.151 | 911768.1074 | 927617.0639 | 943466.0203 | 959314.9767 | 967977.0229 | 983825.9794 | 999674.9358 | 1015523.8923 | 1031372.8487 | 1046025.0696 | 1046025.0696 | 0 | 0 | 0 | 0 | 0 | 0 | 0 | 0 | 0 | 0 | 0 | 0 | 0 | 0
Oil |  | Wood, commercial | 10966071.3236 | 10966071.3236 | 10.9661 | 726230.0746 | 726230.0746 | 936264.5293 | 1123848.2069 | 187583.6776 | -210034.4547 | 0% | 0.2149 | 4% | 1.4% | 0.32764 | 0.2149 | 1.3777 | -2584.256 | 12 | 2 | 9536 | 0.542 | 83.6758 | 83.6758 | 83.6758 | 83.6758 | 83.6758 | 83.1407 | 83.1407 | 83.1407 | 83.1407 | 83.1407 | 83.0516 | 83.0516 | 0 | 0 | 0 | 0 | 0 | 0 | 0 | 0 | 0 | 0 | 0 | 0 | 0 | 0 | 33.0471 | 33.0471 | 33.0471 | 33.0471 | 33.0471 | 32.8882 | 32.8882 | 32.8882 | 32.8882 | 32.8882 | 32.8027 | 32.8027 | 0 | 0 | 0 | 0 | 0 | 0 | 0 | 0 | 0 | 0 | 0 | 0 | 0 | 0 | 847302.1619 | 860345.7185 | 873389.275 | 886432.8316 | 899476.3882 | 905743.6435 | 918787.2 | 931830.7566 | 944874.3132 | 957917.8698 | 969985.5827 | 969985.5827 | 0 | 0 | 0 | 0 | 0 | 0 | 0 | 0 | 0 | 0 | 0 | 0 | 0 | 0 | 847302.1619 | 860345.7185 | 873389.275 | 886432.8316 | 899476.3882 | 905743.6435 | 918787.2 | 931830.7566 | 944874.3132 | 957917.8698 | 969985.5827 | 969985.5827 | 0 | 0 | 0 | 0 | 0 | 0 | 0 | 0 | 0 | 0 | 0 | 0 | 0 | 0
Oil |  | Unknown | 9532104.0439 | 9532104.0439 | 9.5321 | 726230.0746 | 726230.0746 | 936264.5293 | 1123848.2069 | 187583.6776 | -210034.4547 | 0% | 0.2149 | 4% | 1.4% | 0.32764 | 0.2149 | 1.3777 | -2584.256 | 12 | 2 | 9536 | 0.542 | 83.6758 | 83.6758 | 83.6758 | 83.6758 | 83.6758 | 83.1407 | 83.1407 | 83.1407 | 83.1407 | 83.1407 | 83.0516 | 83.0516 | 0 | 0 | 0 | 0 | 0 | 0 | 0 | 0 | 0 | 0 | 0 | 0 | 0 | 0 | blended | blended | blended | blended | blended | blended | blended | blended | blended | blended | blended | blended | 0 | 0 | 0 | 0 | 0 | 0 | 0 | 0 | 0 | 0 | 0 | 0 | 0 | 0 | 726230.0746 | 739611.2266 | 752879.2152 | 766147.2037 | 779419.5538 | 786285.0274 | 799553.016 | 812821.0045 | 826088.9931 | 839541.4706 | 851763.6292 | 851763.6292 | 0 | 0 | 0 | 0 | 0 | 0 | 0 | 0 | 0 | 0 | 0 | 0 | 0 | 0 | 726230.0746 | 739611.2266 | 752879.2152 | 766147.2037 | 779419.5538 | 786285.0274 | 799553.016 | 812821.0045 | 826088.9931 | 839541.4706 | 851763.6292 | 851763.6292 | 0 | 0 | 0 | 0 | 0 | 0 | 0 | 0 | 0 | 0 | 0 | 0 | 0 | 0
Propane | HPWH Tier 1 | Oil | 7419737.6552 | 7419737.6552 | 7.4197 | 550771.4776 | 550771.4776 | 808199.6127 | 995783.2903 | 187583.6776 | -257428.1351 | 0% | 0.32764 | 4% | 1.4% | 0.32764 | 0.2149 | 1.3777 | -2584.256 | 12 | 2 | 9536 | 0.542 | 74.1407 | 73.9136 | 73.9136 | 73.9136 | 73.9048 | 73.9048 | 73.9048 | 73.9048 | 73.9048 | 73.5345 | 73.5345 | 73.5345 | 0 | 0 | 0 | 0 | 0 | 0 | 0 | 0 | 0 | 0 | 0 | 0 | 0 | 0 | 83.6758 | 83.6758 | 83.6758 | 83.6758 | 83.6758 | 83.1407 | 83.1407 | 83.1407 | 83.1407 | 83.1407 | 83.0516 | 83.0516 | 0 | 0 | 0 | 0 | 0 | 0 | 0 | 0 | 0 | 0 | 0 | 0 | 0 | 0 | 550771.4776 | 560764.0731 | 573807.6297 | 586851.1862 | 599777.1536 | 614466.9405 | 627510.497 | 640554.0536 | 653597.6102 | 661667.2244 | 674984.9046 | 674984.9046 | 0 | 0 | 0 | 0 | 0 | 0 | 0 | 0 | 0 | 0 | 0 | 0 | 0 | 0 | 550771.4776 | 560764.0731 | 573807.6297 | 586851.1862 | 599777.1536 | 614466.9405 | 627510.497 | 640554.0536 | 653597.6102 | 661667.2244 | 674984.9046 | 674984.9046 | 0 | 0 | 0 | 0 | 0 | 0 | 0 | 0 | 0 | 0 | 0 | 0 | 0 | 0
Propane |  | Propane | 7738159.4974 | 7738159.4974 | 7.7382 | 577357.8502 | 577357.8502 | 808199.6127 | 995783.2903 | 187583.6776 | -230841.7625 | 0% | 0.32764 | 4% | 1.4% | 0.32764 | 0.2149 | 1.3777 | -2584.256 | 12 | 2 | 9536 | 0.542 | 74.1407 | 73.9136 | 73.9136 | 73.9136 | 73.9048 | 73.9048 | 73.9048 | 73.9048 | 73.9048 | 73.5345 | 73.5345 | 73.5345 | 0 | 0 | 0 | 0 | 0 | 0 | 0 | 0 | 0 | 0 | 0 | 0 | 0 | 0 | 74.1407 | 73.9136 | 73.9136 | 73.9136 | 73.9048 | 73.9048 | 73.9048 | 73.9048 | 73.9048 | 73.5345 | 73.5345 | 73.5345 | 0 | 0 | 0 | 0 | 0 | 0 | 0 | 0 | 0 | 0 | 0 | 0 | 0 | 0 | 577357.8502 | 588057.7173 | 601101.2738 | 614144.8304 | 627098.0573 | 640141.6138 | 653185.1704 | 666228.727 | 679272.2836 | 688494.9535 | 701538.5101 | 701538.5101 | 0 | 0 | 0 | 0 | 0 | 0 | 0 | 0 | 0 | 0 | 0 | 0 | 0 | 0 | 577357.8502 | 588057.7173 | 601101.2738 | 614144.8304 | 627098.0573 | 640141.6138 | 653185.1704 | 666228.727 | 679272.2836 | 688494.9535 | 701538.5101 | 701538.5101 | 0 | 0 | 0 | 0 | 0 | 0 | 0 | 0 | 0 | 0 | 0 | 0 | 0 | 0
Propane |  | Natural Gas | 8140655.7594 | 8140655.7594 | 8.1407 | 611728.929 | 611728.929 | 808199.6127 | 995783.2903 | 187583.6776 | -196470.6837 | 0% | 0.32764 | 4% | 1.4% | 0.32764 | 0.2149 | 1.3777 | -2584.256 | 12 | 2 | 9536 | 0.542 | 74.1407 | 73.9136 | 73.9136 | 73.9136 | 73.9048 | 73.9048 | 73.9048 | 73.9048 | 73.9048 | 73.5345 | 73.5345 | 73.5345 | 0 | 0 | 0 | 0 | 0 | 0 | 0 | 0 | 0 | 0 | 0 | 0 | 0 | 0 | 63.7174 | 63.7174 | 63.7174 | 63.7174 | 63.7174 | 63.6511 | 63.6511 | 63.6511 | 63.6511 | 63.6511 | 63.6399 | 63.6399 | 0 | 0 | 0 | 0 | 0 | 0 | 0 | 0 | 0 | 0 | 0 | 0 | 0 | 0 | 611728.929 | 621721.5245 | 634765.0811 | 647808.6377 | 660734.6051 | 673982.6413 | 687026.1978 | 700069.7544 | 713113.311 | 721182.9252 | 734261.0762 | 734261.0762 | 0 | 0 | 0 | 0 | 0 | 0 | 0 | 0 | 0 | 0 | 0 | 0 | 0 | 0 | 611728.929 | 621721.5245 | 634765.0811 | 647808.6377 | 660734.6051 | 673982.6413 | 687026.1978 | 700069.7544 | 713113.311 | 721182.9252 | 734261.0762 | 734261.0762 | 0 | 0 | 0 | 0 | 0 | 0 | 0 | 0 | 0 | 0 | 0 | 0 | 0 | 0
Propane |  | Electricity | 10195009.8693 | 10195009.8693 | 10.195 | 767854.2344 | 767854.2344 | 808199.6127 | 995783.2903 | 187583.6776 | -40345.3783 | 0% | 0.32764 | 4% | 1.4% | 0.32764 | 0.2149 | 1.3777 | -2584.256 | 12 | 2 | 9536 | 0.542 | 74.1407 | 73.9136 | 73.9136 | 73.9136 | 73.9048 | 73.9048 | 73.9048 | 73.9048 | 73.9048 | 73.5345 | 73.5345 | 73.5345 | 0 | 0 | 0 | 0 | 0 | 0 | 0 | 0 | 0 | 0 | 0 | 0 | 0 | 0 | 37.7685 | 35.1423 | 32.5161 | 29.8899 | 27.2636 | 24.6374 | 22.0112 | 19.385 | 16.7588 | 14.1326 | 11.5063 | 11.5063 | 0 | 0 | 0 | 0 | 0 | 0 | 0 | 0 | 0 | 0 | 0 | 0 | 0 | 0 | 767854.2344 | 780652.2298 | 796501.1862 | 812350.1427 | 828081.5099 | 843930.4664 | 859779.4228 | 875628.3793 | 891477.3357 | 902352.3498 | 918201.3062 | 918201.3062 | 0 | 0 | 0 | 0 | 0 | 0 | 0 | 0 | 0 | 0 | 0 | 0 | 0 | 0 | 767854.2344 | 780652.2298 | 796501.1862 | 812350.1427 | 828081.5099 | 843930.4664 | 859779.4228 | 875628.3793 | 891477.3357 | 902352.3498 | 918201.3062 | 918201.3062 | 0 | 0 | 0 | 0 | 0 | 0 | 0 | 0 | 0 | 0 | 0 | 0 | 0 | 0
Propane |  | Wood, commercial | 9432571.0553 | 9432571.0553 | 9.4326 | 598165.158 | 598165.158 | 808199.6127 | 995783.2903 | 187583.6776 | -210034.4547 | 0% | 0.32764 | 4% | 1.4% | 0.32764 | 0.2149 | 1.3777 | -2584.256 | 12 | 2 | 9536 | 0.542 | 74.1407 | 73.9136 | 73.9136 | 73.9136 | 73.9048 | 73.9048 | 73.9048 | 73.9048 | 73.9048 | 73.5345 | 73.5345 | 73.5345 | 0 | 0 | 0 | 0 | 0 | 0 | 0 | 0 | 0 | 0 | 0 | 0 | 0 | 0 | 33.0471 | 33.0471 | 33.0471 | 33.0471 | 33.0471 | 32.8882 | 32.8882 | 32.8882 | 32.8882 | 32.8882 | 32.8027 | 32.8027 | 0 | 0 | 0 | 0 | 0 | 0 | 0 | 0 | 0 | 0 | 0 | 0 | 0 | 0 | 719237.2453 | 729229.8408 | 742273.3974 | 755316.954 | 768242.9214 | 781697.0869 | 794740.6435 | 807784.2 | 820827.7566 | 828897.3708 | 842161.8193 | 842161.8193 | 0 | 0 | 0 | 0 | 0 | 0 | 0 | 0 | 0 | 0 | 0 | 0 | 0 | 0 | 719237.2453 | 729229.8408 | 742273.3974 | 755316.954 | 768242.9214 | 781697.0869 | 794740.6435 | 807784.2 | 820827.7566 | 828897.3708 | 842161.8193 | 842161.8193 | 0 | 0 | 0 | 0 | 0 | 0 | 0 | 0 | 0 | 0 | 0 | 0 | 0 | 0
Propane |  | Unknown | 7998603.7755 | 7998603.7755 | 7.9986 | 598165.158 | 598165.158 | 808199.6127 | 995783.2903 | 187583.6776 | -210034.4547 | 0% | 0.32764 | 4% | 1.4% | 0.32764 | 0.2149 | 1.3777 | -2584.256 | 12 | 2 | 9536 | 0.542 | 74.1407 | 73.9136 | 73.9136 | 73.9136 | 73.9048 | 73.9048 | 73.9048 | 73.9048 | 73.9048 | 73.5345 | 73.5345 | 73.5345 | 0 | 0 | 0 | 0 | 0 | 0 | 0 | 0 | 0 | 0 | 0 | 0 | 0 | 0 | blended | blended | blended | blended | blended | blended | blended | blended | blended | blended | blended | blended | 0 | 0 | 0 | 0 | 0 | 0 | 0 | 0 | 0 | 0 | 0 | 0 | 0 | 0 | 598165.158 | 608495.349 | 621763.3375 | 635031.3261 | 648186.087 | 662238.4708 | 675506.4594 | 688774.448 | 702042.4365 | 710520.9716 | 723939.8658 | 723939.8658 | 0 | 0 | 0 | 0 | 0 | 0 | 0 | 0 | 0 | 0 | 0 | 0 | 0 | 0 | 598165.158 | 608495.349 | 621763.3375 | 635031.3261 | 648186.087 | 662238.4708 | 675506.4594 | 688774.448 | 702042.4365 | 710520.9716 | 723939.8658 | 723939.8658 | 0 | 0 | 0 | 0 | 0 | 0 | 0 | 0 | 0 | 0 | 0 | 0 | 0 | 0
Natural Gas | HPWH Tier 1 | Oil | 5928396.5381 | 5928396.5381 | 5.9284 | 422926.8658 | 422926.8658 | 680355.0009 | 867938.6785 | 187583.6776 | -257428.1351 | 1.4% | 0 | 4% | 1.4% | 0.32764 | 0.2149 | 1.3777 | -2584.256 | 12 | 2 | 9536 | 0.542 | 63.7174 | 63.7174 | 63.7174 | 63.7174 | 63.7174 | 63.6511 | 63.6511 | 63.6511 | 63.6511 | 63.6511 | 63.6399 | 63.6399 | 0 | 0 | 0 | 0 | 0 | 0 | 0 | 0 | 0 | 0 | 0 | 0 | 0 | 0 | 83.6758 | 83.6758 | 83.6758 | 83.6758 | 83.6758 | 83.1407 | 83.1407 | 83.1407 | 83.1407 | 83.1407 | 83.0516 | 83.0516 | 0 | 0 | 0 | 0 | 0 | 0 | 0 | 0 | 0 | 0 | 0 | 0 | 0 | 0 | 422926.8658 | 435970.4223 | 449013.9789 | 462057.5355 | 475101.0921 | 488887.5596 | 501931.1161 | 514974.6727 | 528018.2293 | 541061.7859 | 554226.6399 | 554226.6399 | 0 | 0 | 0 | 0 | 0 | 0 | 0 | 0 | 0 | 0 | 0 | 0 | 0 | 0 | 422926.8658 | 435970.4223 | 449013.9789 | 462057.5355 | 475101.0921 | 488887.5596 | 501931.1161 | 514974.6727 | 528018.2293 | 541061.7859 | 554226.6399 | 554226.6399 | 0 | 0 | 0 | 0 | 0 | 0 | 0 | 0 | 0 | 0 | 0 | 0 | 0 | 0
Natural Gas |  | Propane | 6246818.3802 | 6246818.3802 | 6.2468 | 449513.2384 | 449513.2384 | 680355.0009 | 867938.6785 | 187583.6776 | -230841.7625 | 1.4% | 0 | 4% | 1.4% | 0.32764 | 0.2149 | 1.3777 | -2584.256 | 12 | 2 | 9536 | 0.542 | 63.7174 | 63.7174 | 63.7174 | 63.7174 | 63.7174 | 63.6511 | 63.6511 | 63.6511 | 63.6511 | 63.6511 | 63.6399 | 63.6399 | 0 | 0 | 0 | 0 | 0 | 0 | 0 | 0 | 0 | 0 | 0 | 0 | 0 | 0 | 74.1407 | 73.9136 | 73.9136 | 73.9136 | 73.9048 | 73.9048 | 73.9048 | 73.9048 | 73.9048 | 73.5345 | 73.5345 | 73.5345 | 0 | 0 | 0 | 0 | 0 | 0 | 0 | 0 | 0 | 0 | 0 | 0 | 0 | 0 | 449513.2384 | 463264.0665 | 476307.6231 | 489351.1797 | 502421.9957 | 514562.2329 | 527605.7895 | 540649.3461 | 553692.9027 | 567889.515 | 580780.2454 | 580780.2454 | 0 | 0 | 0 | 0 | 0 | 0 | 0 | 0 | 0 | 0 | 0 | 0 | 0 | 0 | 449513.2384 | 463264.0665 | 476307.6231 | 489351.1797 | 502421.9957 | 514562.2329 | 527605.7895 | 540649.3461 | 553692.9027 | 567889.515 | 580780.2454 | 580780.2454 | 0 | 0 | 0 | 0 | 0 | 0 | 0 | 0 | 0 | 0 | 0 | 0 | 0 | 0
Natural Gas |  | Natural Gas | 6649314.6423 | 6649314.6423 | 6.6493 | 483884.3172 | 483884.3172 | 680355.0009 | 867938.6785 | 187583.6776 | -196470.6837 | 1.4% | 0 | 4% | 1.4% | 0.32764 | 0.2149 | 1.3777 | -2584.256 | 12 | 2 | 9536 | 0.542 | 63.7174 | 63.7174 | 63.7174 | 63.7174 | 63.7174 | 63.6511 | 63.6511 | 63.6511 | 63.6511 | 63.6511 | 63.6399 | 63.6399 | 0 | 0 | 0 | 0 | 0 | 0 | 0 | 0 | 0 | 0 | 0 | 0 | 0 | 0 | 63.7174 | 63.7174 | 63.7174 | 63.7174 | 63.7174 | 63.6511 | 63.6511 | 63.6511 | 63.6511 | 63.6511 | 63.6399 | 63.6399 | 0 | 0 | 0 | 0 | 0 | 0 | 0 | 0 | 0 | 0 | 0 | 0 | 0 | 0 | 483884.3172 | 496927.8738 | 509971.4303 | 523014.9869 | 536058.5435 | 548403.2604 | 561446.8169 | 574490.3735 | 587533.9301 | 600577.4867 | 613502.8115 | 613502.8115 | 0 | 0 | 0 | 0 | 0 | 0 | 0 | 0 | 0 | 0 | 0 | 0 | 0 | 0 | 483884.3172 | 496927.8738 | 509971.4303 | 523014.9869 | 536058.5435 | 548403.2604 | 561446.8169 | 574490.3735 | 587533.9301 | 600577.4867 | 613502.8115 | 613502.8115 | 0 | 0 | 0 | 0 | 0 | 0 | 0 | 0 | 0 | 0 | 0 | 0 | 0 | 0
Natural Gas |  | Electricity | 8703668.7522 | 8703668.7522 | 8.7037 | 640009.6226 | 640009.6226 | 680355.0009 | 867938.6785 | 187583.6776 | -40345.3783 | 1.4% | 0 | 4% | 1.4% | 0.32764 | 0.2149 | 1.3777 | -2584.256 | 12 | 2 | 9536 | 0.542 | 63.7174 | 63.7174 | 63.7174 | 63.7174 | 63.7174 | 63.6511 | 63.6511 | 63.6511 | 63.6511 | 63.6511 | 63.6399 | 63.6399 | 0 | 0 | 0 | 0 | 0 | 0 | 0 | 0 | 0 | 0 | 0 | 0 | 0 | 0 | 37.7685 | 35.1423 | 32.5161 | 29.8899 | 27.2636 | 24.6374 | 22.0112 | 19.385 | 16.7588 | 14.1326 | 11.5063 | 11.5063 | 0 | 0 | 0 | 0 | 0 | 0 | 0 | 0 | 0 | 0 | 0 | 0 | 0 | 0 | 640009.6226 | 655858.579 | 671707.5355 | 687556.4919 | 703405.4484 | 718351.0855 | 734200.0419 | 750048.9984 | 765897.9548 | 781746.9112 | 797443.0415 | 797443.0415 | 0 | 0 | 0 | 0 | 0 | 0 | 0 | 0 | 0 | 0 | 0 | 0 | 0 | 0 | 640009.6226 | 655858.579 | 671707.5355 | 687556.4919 | 703405.4484 | 718351.0855 | 734200.0419 | 750048.9984 | 765897.9548 | 781746.9112 | 797443.0415 | 797443.0415 | 0 | 0 | 0 | 0 | 0 | 0 | 0 | 0 | 0 | 0 | 0 | 0 | 0 | 0
Natural Gas |  | Wood, commercial | 7941229.9381 | 7941229.9381 | 7.9412 | 470320.5462 | 470320.5462 | 680355.0009 | 867938.6785 | 187583.6776 | -210034.4547 | 1.4% | 0 | 4% | 1.4% | 0.32764 | 0.2149 | 1.3777 | -2584.256 | 12 | 2 | 9536 | 0.542 | 63.7174 | 63.7174 | 63.7174 | 63.7174 | 63.7174 | 63.6511 | 63.6511 | 63.6511 | 63.6511 | 63.6511 | 63.6399 | 63.6399 | 0 | 0 | 0 | 0 | 0 | 0 | 0 | 0 | 0 | 0 | 0 | 0 | 0 | 0 | 33.0471 | 33.0471 | 33.0471 | 33.0471 | 33.0471 | 32.8882 | 32.8882 | 32.8882 | 32.8882 | 32.8882 | 32.8027 | 32.8027 | 0 | 0 | 0 | 0 | 0 | 0 | 0 | 0 | 0 | 0 | 0 | 0 | 0 | 0 | 591392.6335 | 604436.1901 | 617479.7466 | 630523.3032 | 643566.8598 | 656117.706 | 669161.2626 | 682204.8192 | 695248.3757 | 708291.9323 | 721403.5546 | 721403.5546 | 0 | 0 | 0 | 0 | 0 | 0 | 0 | 0 | 0 | 0 | 0 | 0 | 0 | 0 | 591392.6335 | 604436.1901 | 617479.7466 | 630523.3032 | 643566.8598 | 656117.706 | 669161.2626 | 682204.8192 | 695248.3757 | 708291.9323 | 721403.5546 | 721403.5546 | 0 | 0 | 0 | 0 | 0 | 0 | 0 | 0 | 0 | 0 | 0 | 0 | 0 | 0
Natural Gas |  | Unknown | 6507262.6584 | 6507262.6584 | 6.5073 | 470320.5462 | 470320.5462 | 680355.0009 | 867938.6785 | 187583.6776 | -210034.4547 | 1.4% | 0 | 4% | 1.4% | 0.32764 | 0.2149 | 1.3777 | -2584.256 | 12 | 2 | 9536 | 0.542 | 63.7174 | 63.7174 | 63.7174 | 63.7174 | 63.7174 | 63.6511 | 63.6511 | 63.6511 | 63.6511 | 63.6511 | 63.6399 | 63.6399 | 0 | 0 | 0 | 0 | 0 | 0 | 0 | 0 | 0 | 0 | 0 | 0 | 0 | 0 | blended | blended | blended | blended | blended | blended | blended | blended | blended | blended | blended | blended | 0 | 0 | 0 | 0 | 0 | 0 | 0 | 0 | 0 | 0 | 0 | 0 | 0 | 0 | 470320.5462 | 483701.6982 | 496969.6868 | 510237.6753 | 523510.0254 | 536659.0899 | 549927.0785 | 563195.0671 | 576463.0556 | 589915.5331 | 603181.6011 | 603181.6011 | 0 | 0 | 0 | 0 | 0 | 0 | 0 | 0 | 0 | 0 | 0 | 0 | 0 | 0 | 470320.5462 | 483701.6982 | 496969.6868 | 510237.6753 | 523510.0254 | 536659.0899 | 549927.0785 | 563195.0671 | 576463.0556 | 589915.5331 | 603181.6011 | 603181.6011 | 0 | 0 | 0 | 0 | 0 | 0 | 0 | 0 | 0 | 0 | 0 | 0 | 0 | 0
Unknown, non-commercial | HPWH Tier 1 | Oil | 2879298.4551 | 2879298.4551 | 2.8793 | 215137.9361 | 215137.9361 | 472566.0712 | 660149.7488 | 187583.6776 | -257428.1351 | 0% | 0 | 4% | 1.4% | 0.32764 | 0.2149 | 1.3777 | -2584.256 | 12 | 2 | 9536 | 0.542 | blended | blended | blended | blended | blended | blended | blended | blended | blended | blended | blended | blended | blended | 0 | 0 | 0 | 0 | 0 | 0 | 0 | 0 | 0 | 0 | 0 | 0 | 0 | 83.6758 | 83.6758 | 83.6758 | 83.6758 | 83.6758 | 83.1407 | 83.1407 | 83.1407 | 83.1407 | 83.1407 | 83.0516 | 83.0516 | 0 | 0 | 0 | 0 | 0 | 0 | 0 | 0 | 0 | 0 | 0 | 0 | 0 | 0 | 215137.9361 | 219078.0242 | 223750.343 | 228422.6617 | 233066.7591 | 238530.7227 | 243203.0415 | 247875.3603 | 252547.6791 | 256026.2517 | 260829.8379 | 260829.8379 | 0 | 0 | 0 | 0 | 0 | 0 | 0 | 0 | 0 | 0 | 0 | 0 | 0 | 0 | 215137.9361 | 219078.0242 | 223750.343 | 228422.6617 | 233066.7591 | 238530.7227 | 243203.0415 | 247875.3603 | 252547.6791 | 256026.2517 | 260829.8379 | 260829.8379 | 0 | 0 | 0 | 0 | 0 | 0 | 0 | 0 | 0 | 0 | 0 | 0 | 0 | 0
Unknown, non-commercial |  | Propane | 3197720.2973 | 3197720.2973 | 3.1977 | 241724.3087 | 241724.3087 | 472566.0712 | 660149.7488 | 187583.6776 | -230841.7625 | 0% | 0 | 4% | 1.4% | 0.32764 | 0.2149 | 1.3777 | -2584.256 | 12 | 2 | 9536 | 0.542 | blended | blended | blended | blended | blended | blended | blended | blended | blended | blended | blended | blended | blended | 0 | 0 | 0 | 0 | 0 | 0 | 0 | 0 | 0 | 0 | 0 | 0 | 0 | 74.1407 | 73.9136 | 73.9136 | 73.9136 | 73.9048 | 73.9048 | 73.9048 | 73.9048 | 73.9048 | 73.5345 | 73.5345 | 73.5345 | 0 | 0 | 0 | 0 | 0 | 0 | 0 | 0 | 0 | 0 | 0 | 0 | 0 | 0 | 241724.3087 | 246371.6684 | 251043.9871 | 255716.3059 | 260387.6627 | 264205.3961 | 268877.7149 | 273550.0337 | 278222.3524 | 282853.9808 | 287383.4433 | 287383.4433 | 0 | 0 | 0 | 0 | 0 | 0 | 0 | 0 | 0 | 0 | 0 | 0 | 0 | 0 | 241724.3087 | 246371.6684 | 251043.9871 | 255716.3059 | 260387.6627 | 264205.3961 | 268877.7149 | 273550.0337 | 278222.3524 | 282853.9808 | 287383.4433 | 287383.4433 | 0 | 0 | 0 | 0 | 0 | 0 | 0 | 0 | 0 | 0 | 0 | 0 | 0 | 0
Unknown, non-commercial |  | Natural Gas | 3600216.5594 | 3600216.5594 | 3.6002 | 276095.3875 | 276095.3875 | 472566.0712 | 660149.7488 | 187583.6776 | -196470.6837 | 0% | 0 | 4% | 1.4% | 0.32764 | 0.2149 | 1.3777 | -2584.256 | 12 | 2 | 9536 | 0.542 | blended | blended | blended | blended | blended | blended | blended | blended | blended | blended | blended | blended | blended | 0 | 0 | 0 | 0 | 0 | 0 | 0 | 0 | 0 | 0 | 0 | 0 | 0 | 63.7174 | 63.7174 | 63.7174 | 63.7174 | 63.7174 | 63.6511 | 63.6511 | 63.6511 | 63.6511 | 63.6511 | 63.6399 | 63.6399 | 0 | 0 | 0 | 0 | 0 | 0 | 0 | 0 | 0 | 0 | 0 | 0 | 0 | 0 | 276095.3875 | 280035.4756 | 284707.7944 | 289380.1132 | 294024.2105 | 298046.4235 | 302718.7423 | 307391.0611 | 312063.3799 | 315541.9525 | 320106.0095 | 320106.0095 | 0 | 0 | 0 | 0 | 0 | 0 | 0 | 0 | 0 | 0 | 0 | 0 | 0 | 0 | 276095.3875 | 280035.4756 | 284707.7944 | 289380.1132 | 294024.2105 | 298046.4235 | 302718.7423 | 307391.0611 | 312063.3799 | 315541.9525 | 320106.0095 | 320106.0095 | 0 | 0 | 0 | 0 | 0 | 0 | 0 | 0 | 0 | 0 | 0 | 0 | 0 | 0
Unknown, non-commercial |  | Electricity | 5654570.6693 | 5654570.6693 | 5.6546 | 432220.6929 | 432220.6929 | 472566.0712 | 660149.7488 | 187583.6776 | -40345.3783 | 0% | 0 | 4% | 1.4% | 0.32764 | 0.2149 | 1.3777 | -2584.256 | 12 | 2 | 9536 | 0.542 | blended | blended | blended | blended | blended | blended | blended | blended | blended | blended | blended | blended | blended | 0 | 0 | 0 | 0 | 0 | 0 | 0 | 0 | 0 | 0 | 0 | 0 | 0 | 37.7685 | 35.1423 | 32.5161 | 29.8899 | 27.2636 | 24.6374 | 22.0112 | 19.385 | 16.7588 | 14.1326 | 11.5063 | 11.5063 | 0 | 0 | 0 | 0 | 0 | 0 | 0 | 0 | 0 | 0 | 0 | 0 | 0 | 0 | 432220.6929 | 438966.1809 | 446443.8995 | 453921.6181 | 461371.1154 | 467994.2487 | 475471.9673 | 482949.6859 | 490427.4046 | 496711.3771 | 504046.2395 | 504046.2395 | 0 | 0 | 0 | 0 | 0 | 0 | 0 | 0 | 0 | 0 | 0 | 0 | 0 | 0 | 432220.6929 | 438966.1809 | 446443.8995 | 453921.6181 | 461371.1154 | 467994.2487 | 475471.9673 | 482949.6859 | 490427.4046 | 496711.3771 | 504046.2395 | 504046.2395 | 0 | 0 | 0 | 0 | 0 | 0 | 0 | 0 | 0 | 0 | 0 | 0 | 0 | 0
Unknown, non-commercial |  | Wood, commercial | 4892131.8552 | 4892131.8552 | 4.8921 | 262531.6165 | 262531.6165 | 472566.0712 | 660149.7488 | 187583.6776 | -210034.4547 | 0% | 0 | 4% | 1.4% | 0.32764 | 0.2149 | 1.3777 | -2584.256 | 12 | 2 | 9536 | 0.542 | blended | blended | blended | blended | blended | blended | blended | blended | blended | blended | blended | blended | blended | 0 | 0 | 0 | 0 | 0 | 0 | 0 | 0 | 0 | 0 | 0 | 0 | 0 | 33.0471 | 33.0471 | 33.0471 | 33.0471 | 33.0471 | 32.8882 | 32.8882 | 32.8882 | 32.8882 | 32.8882 | 32.8027 | 32.8027 | 0 | 0 | 0 | 0 | 0 | 0 | 0 | 0 | 0 | 0 | 0 | 0 | 0 | 0 | 383603.7038 | 387543.7919 | 392216.1107 | 396888.4295 | 401532.5268 | 405760.8692 | 410433.188 | 415105.5067 | 419777.8255 | 423256.3981 | 428006.7525 | 428006.7525 | 0 | 0 | 0 | 0 | 0 | 0 | 0 | 0 | 0 | 0 | 0 | 0 | 0 | 0 | 383603.7038 | 387543.7919 | 392216.1107 | 396888.4295 | 401532.5268 | 405760.8692 | 410433.188 | 415105.5067 | 419777.8255 | 423256.3981 | 428006.7525 | 428006.7525 | 0 | 0 | 0 | 0 | 0 | 0 | 0 | 0 | 0 | 0 | 0 | 0 | 0 | 0
Unknown, non-commercial |  | Unknown | 3458164.5754 | 3458164.5754 | 3.4582 | 262531.6165 | 262531.6165 | 472566.0712 | 660149.7488 | 187583.6776 | -210034.4547 | 0% | 0 | 4% | 1.4% | 0.32764 | 0.2149 | 1.3777 | -2584.256 | 12 | 2 | 9536 | 0.542 | blended | blended | blended | blended | blended | blended | blended | blended | blended | blended | blended | blended | blended | 0 | 0 | 0 | 0 | 0 | 0 | 0 | 0 | 0 | 0 | 0 | 0 | 0 | blended | blended | blended | blended | blended | blended | blended | blended | blended | blended | blended | blended | 0 | 0 | 0 | 0 | 0 | 0 | 0 | 0 | 0 | 0 | 0 | 0 | 0 | 0 | 262531.6165 | 266809.3001 | 271706.0508 | 276602.8016 | 281475.6925 | 286302.2531 | 291199.0039 | 296095.7546 | 300992.5054 | 304879.9989 | 309784.7991 | 309784.7991 | 0 | 0 | 0 | 0 | 0 | 0 | 0 | 0 | 0 | 0 | 0 | 0 | 0 | 0 | 262531.6165 | 266809.3001 | 271706.0508 | 276602.8016 | 281475.6925 | 286302.2531 | 291199.0039 | 296095.7546 | 300992.5054 | 304879.9989 | 309784.7991 | 309784.7991 | 0 | 0 | 0 | 0 | 0 | 0 | 0 | 0 | 0 | 0 | 0 | 0 | 0 | 0
Table 79. NEEA Residential HPWH Minimum CCE Requirements
[20 empty] | Tier | Minimum CCE
[20 empty] | Tier 1 | 2
[20 empty] | Tier 2 | 2.3
[20 empty] | Tier 3 | 2.6
[20 empty] | Tier 4 | 3
[20 empty] | Tier 5 | 3.5
Table 81. Vermont Water Heating Fuel Mix and Average Efficiency, Residential Buildings
[20 empty] | Water Heating Fuel | Fuel Mix | Average Efficiency (EFave)
[20 empty] | Oil | 9% | 0.71
[20 empty] | Propane (LP) | 24% | 0.71
[20 empty] | Natural Gas | 23% | 0.71
[20 empty] | Electricity | 43% | 1.34
Table 82. Vermont Primary Heating Fuel Mix and Average Heating Efficiency, Residential Buildings
[20 empty] | Heating Fuel | Building Type |  |  | Average Heating Efficiency (ηave)
[21 empty] | Single Family | Multifamily | Unknown
[20 empty] | Oil | 45% | 5% | 41% | 0.84
[20 empty] | Propane (LP) | 17% | 5% | 16% | 0.83
[20 empty] | Natural Gas (NG) | 23% | 66% | 27% | 0.85
[20 empty] | Electricity | 6% | 23% | 8% | 2.52
[20 empty] | Wood | 8% | 1% | 7% | 0.53

## RE_DOHW_LFFA
Characterization: | RE_DOHW_LFFA
Residential Low Flow Faucet Aerators
Assumptions:
▪ Average water heating fuel mix in Table 84
▪ Water heater efficiencies per Table 84
▪ Single Family homes
helper row
[8 empty] | 2025 First Year Savings | Affected Fuel Adders |  | Mixed Baseline Scenario Adders | [21 empty] | Lifecycle Carbon Intensity - With Adder (gCO2e/MJ) | [25 empty] | Lifetime CO2e Reductions, Total [g]
Program Delivery Type | Faucet Type | Baseline Condition | Proposed Condition | Existing DHW Fuel | Lifetime CO2e Reductions, Thermal [g] | Lifetime CO2e Reductions, Total [g] | Lifetime Credits | ΔCO2e | CI' | TDL | TDLelec | TDLng | CI' prop | CI' oil | CI' wood | ΔEwhl [MJ] | Measure Life | Water Heating Fuel | GPMBase | GPMLow | ThrottleBase | ThrottleLow | Minutes/Person/Day | People/Household | Days/Year | DR | Faucets/Home | Tfaucet | Tinlet | ISR | Specific heat of water | MJ/BTU | 2025 | 2026 | 2027 | 2028 | 2029 | 2030 | 2031 | 2032 | 2033 | 2034 | 2035 | 2036 | 2037 | 2038 | 2039 | 2040 | 2041 | 2042 | 2043 | 2044 | 2045 | 2046 | 2047 | 2048 | 2049 | 2050 | 2025 | 2026 | 2027 | 2028 | 2029 | 2030 | 2031 | 2032 | 2033 | 2034 | 2035 | 2036 | 2037 | 2038 | 2039 | 2040 | 2041 | 2042 | 2043 | 2044 | 2045 | 2046 | 2047 | 2048 | 2049 | 2050
Direct Install | Kitchen | 2.2 GPM aerator | 1.5 GPM aerator | Unknown, non-commercial | 211817.1778 | 211817.1778 | 0.21182 | 22413.7489 | 0 | 0% | 4% | 1.4% | 0.32764 | 0.2149 | 1.3777 | 384.3765 | 10 | Unknown | 2.2 | 1.5 | 83% | 95% | 4.5 | 2.3 | 365 | 70% | 1 | 93 | 51.8 | 100% | 8.3 | 0.00106 | blended | blended | blended | blended | blended | blended | blended | blended | blended | blended | blended | blended | blended | blended | blended | blended | blended | blended | blended | blended | blended | blended | blended | blended | blended | blended | 22413.7489 | 22124.0847 | 21859.6679 | 21595.2512 | 21329.8614 | 21035.9783 | 20771.5616 | 20507.1449 | 20242.7281 | 19937.1507 | 0 | 0 | 0 | 0 | 0 | 0 | 0 | 0 | 0 | 0 | 0 | 0 | 0 | 0 | 0 | 0
Direct Install | Bath | 2.2 GPM aerator | 1.0 GPM aerator | Unknown, non-commercial | 34470.1203 | 34470.1203 | 0.03447 | 3647.5069 | 0 | 0% | 4% | 1.4% | 0.32764 | 0.2149 | 1.3777 | 62.5516 | 10 | Unknown | 2.2 | 1 | 83% | 95% | 1.6 | 2.3 | 365 | 50% | 2.83 | 86 | 51.8 | 100% | 8.3 | 0.00106 | blended | blended | blended | blended | blended | blended | blended | blended | blended | blended | blended | blended | blended | blended | blended | blended | blended | blended | blended | blended | blended | blended | blended | blended | blended | blended | 3647.5069 | 3600.3683 | 3557.3384 | 3514.3085 | 3471.1202 | 3423.2951 | 3380.2652 | 3337.2352 | 3294.2053 | 3244.4771 | 0 | 0 | 0 | 0 | 0 | 0 | 0 | 0 | 0 | 0 | 0 | 0 | 0 | 0 | 0 | 0
New Construction | Kitchen | 1.5 GPM aerator | 1.3 GPM aerator | Unknown, non-commercial | 5282.2239 | 5282.2239 | 0.0052822 | 558.9464 | 0 | 0% | 4% | 1.4% | 0.32764 | 0.2149 | 1.3777 | 9.5854 | 10 | Unknown | 1.5 | 1.3 | 83% | 95% | 4.5 | 2.3 | 365 | 70% | 1 | 93 | 51.8 | 100% | 8.3 | 0.00106 | blended | blended | blended | blended | blended | blended | blended | blended | blended | blended | blended | blended | blended | blended | blended | blended | blended | blended | blended | blended | blended | blended | blended | blended | blended | blended | 558.9464 | 551.7228 | 545.1289 | 538.5349 | 531.9167 | 524.588 | 517.9941 | 511.4001 | 504.8062 | 497.1858 | 0 | 0 | 0 | 0 | 0 | 0 | 0 | 0 | 0 | 0 | 0 | 0 | 0 | 0 | 0 | 0
New Construction | Bath | 1.5 GPM aerator | 1.3 GPM aerator | Unknown, non-commercial | 393.4945 | 393.4945 | 0.00039349 | 41.6382 | 0 | 0% | 4% | 1.4% | 0.32764 | 0.2149 | 1.3777 | 0.71406 | 10 | Unknown | 1.5 | 1.3 | 83% | 95% | 1.6 | 2.3 | 365 | 50% | 2.83 | 86 | 51.8 | 100% | 8.3 | 0.00106 | blended | blended | blended | blended | blended | blended | blended | blended | blended | blended | blended | blended | blended | blended | blended | blended | blended | blended | blended | blended | blended | blended | blended | blended | blended | blended | 41.6382 | 41.1001 | 40.6089 | 40.1177 | 39.6247 | 39.0787 | 38.5875 | 38.0963 | 37.6051 | 37.0374 | 0 | 0 | 0 | 0 | 0 | 0 | 0 | 0 | 0 | 0 | 0 | 0 | 0 | 0 | 0 | 0
Free Products | Kitchen | 2.2 GPM aerator | 1.5 GPM aerator | Unknown, non-commercial | 131326.6502 | 131326.6502 | 0.13133 | 13896.5243 | 0 | 0% | 4% | 1.4% | 0.32764 | 0.2149 | 1.3777 | 238.3134 | 10 | Unknown | 2.2 | 1.5 | 83% | 95% | 4.5 | 2.3 | 365 | 70% | 1 | 93 | 51.8 | 62% | 8.3 | 0.00106 | blended | blended | blended | blended | blended | blended | blended | blended | blended | blended | blended | blended | blended | blended | blended | blended | blended | blended | blended | blended | blended | blended | blended | blended | blended | blended | 13896.5243 | 13716.9325 | 13552.9941 | 13389.0557 | 13224.5141 | 13042.3066 | 12878.3682 | 12714.4298 | 12550.4914 | 12361.0334 | 0 | 0 | 0 | 0 | 0 | 0 | 0 | 0 | 0 | 0 | 0 | 0 | 0 | 0 | 0 | 0
Free Products | Bath | 2.2 GPM aerator | 1.0 GPM aerator | Unknown, non-commercial | 21371.4746 | 21371.4746 | 0.021371 | 2261.4543 | 0 | 0% | 4% | 1.4% | 0.32764 | 0.2149 | 1.3777 | 38.782 | 10 | Unknown | 2.2 | 1 | 83% | 95% | 1.6 | 2.3 | 365 | 50% | 2.83 | 86 | 51.8 | 62% | 8.3 | 0.00106 | blended | blended | blended | blended | blended | blended | blended | blended | blended | blended | blended | blended | blended | blended | blended | blended | blended | blended | blended | blended | blended | blended | blended | blended | blended | blended | 2261.4543 | 2232.2284 | 2205.5498 | 2178.8713 | 2152.0945 | 2122.4429 | 2095.7644 | 2069.0858 | 2042.4073 | 2011.5758 | 0 | 0 | 0 | 0 | 0 | 0 | 0 | 0 | 0 | 0 | 0 | 0 | 0 | 0 | 0 | 0
Dropship | Kitchen | 2.2 GPM aerator | 1.5 GPM aerator | Unknown, non-commercial | 190635.46 | 190635.46 | 0.19064 | 20172.374 | 0 | 0% | 4% | 1.4% | 0.32764 | 0.2149 | 1.3777 | 345.9388 | 10 | Unknown | 2.2 | 1.5 | 83% | 95% | 4.5 | 2.3 | 365 | 70% | 1 | 93 | 51.8 | 90% | 8.3 | 0.00106 | blended | blended | blended | blended | blended | blended | blended | blended | blended | blended | blended | blended | blended | blended | blended | blended | blended | blended | blended | blended | blended | blended | blended | blended | blended | blended | 20172.374 | 19911.6762 | 19673.7011 | 19435.7261 | 19196.8753 | 18932.3805 | 18694.4054 | 18456.4304 | 18218.4553 | 17943.4356 | 0 | 0 | 0 | 0 | 0 | 0 | 0 | 0 | 0 | 0 | 0 | 0 | 0 | 0 | 0 | 0
Dropship | Bath | 2.2 GPM aerator | 1.0 GPM aerator | Unknown, non-commercial | 31023.1082 | 31023.1082 | 0.031023 | 3282.7562 | 0 | 0% | 4% | 1.4% | 0.32764 | 0.2149 | 1.3777 | 56.2964 | 10 | Unknown | 2.2 | 1 | 83% | 95% | 1.6 | 2.3 | 365 | 50% | 2.83 | 86 | 51.8 | 90% | 8.3 | 0.00106 | blended | blended | blended | blended | blended | blended | blended | blended | blended | blended | blended | blended | blended | blended | blended | blended | blended | blended | blended | blended | blended | blended | blended | blended | blended | blended | 3282.7562 | 3240.3315 | 3201.6046 | 3162.8776 | 3124.0082 | 3080.9656 | 3042.2386 | 3003.5117 | 2964.7848 | 2920.0294 | 0 | 0 | 0 | 0 | 0 | 0 | 0 | 0 | 0 | 0 | 0 | 0 | 0 | 0 | 0 | 0
Table 84. Vermont Water Heating Fuel Mix and Average Recovery Efficiency, Residential Buildings
[17 empty] | Water Heating Fuel | Fuel Mix | Average Recovery Efficiency (ηave,RE)
[17 empty] | Oil | 9% | 0.83
[17 empty] | Propane (LP) | 24% | 0.83
[17 empty] | Natural Gas | 23% | 0.83
[17 empty] | Electricity | 43% | 1.71
Table 85. Low Flow Faucet Aerator ISRs
[17 empty] | Program Delivery Type | ISR
[17 empty] | Direct Install | 100%
[17 empty] | New Construction | 100%
[17 empty] | Free Products | 62%
[17 empty] | Dropship | 90%

## RE_DOHW_LFSH
Characterization: | RE_DOHW_LFSH
Residential Low Flow Showerheads
Assumptions:
▪ Average water heating fuel mix in Table 87
▪ Water heater efficiencies per Table 87
▪ Building type is unknown
▪ Hot water heating fuel is unknown/not collected
helper row
[7 empty] | 2025 First Year Savings | Affected Fuel Adders |  | Mixed Baseline Scenario Adders | [20 empty] | Lifecycle Carbon Intensity - With Adder (gCO2e/MJ) | [25 empty] | Lifetime CO2e Reductions, Total [g]
Program Delivery Type | Baseline Condition | Proposed Condition | Existing DHW Fuel | Lifetime CO2e Reductions, Thermal [g] | Lifetime CO2e Reductions, Total [g] | Lifetime Credits | ΔCO2e | CI' | TDL | TDLelec | TDLng | CI' prop | CI' oil | CI' wood | ΔEwhl [MJ] | Measure Life | Water Heating Fuel | GPMBase | GPMLow | Minutes/Shower | People/Household | Showers/Person/Day | Days/Year | DR | Showerheads/Home | Tsh | Tinlet | ISR | Specific heat of water | MJ/BTU | 2025 | 2026 | 2027 | 2028 | 2029 | 2030 | 2031 | 2032 | 2033 | 2034 | 2035 | 2036 | 2037 | 2038 | 2039 | 2040 | 2041 | 2042 | 2043 | 2044 | 2045 | 2046 | 2047 | 2048 | 2049 | 2050 | 2025 | 2026 | 2027 | 2028 | 2029 | 2030 | 2031 | 2032 | 2033 | 2034 | 2035 | 2036 | 2037 | 2038 | 2039 | 2040 | 2041 | 2042 | 2043 | 2044 | 2045 | 2046 | 2047 | 2048 | 2049 | 2050
Direct Install | 2.5 GPM showerhead | 1.5 GPM showerhead | Unknown, non-commercial | 366492.4225 | 366492.4225 | 0.36649 | 38780.9394 | 0 | 0% | 4% | 1.4% | 0.32764 | 0.2149 | 1.3777 | 665.0597 | 10 | Unknown | 2.5 | 1.5 | 7.8 | 2.3 | 0.6 | 365 | 70% | 1.79 | 101 | 51.8 | 100% | 8.3 | 0.00106 | blended | blended | blended | blended | blended | blended | blended | blended | blended | blended | blended | blended | blended | blended | blended | blended | blended | blended | blended | blended | blended | blended | blended | blended | blended | blended | 38780.9394 | 38279.7536 | 37822.2519 | 37364.7502 | 36905.5648 | 36397.0795 | 35939.5777 | 35482.076 | 35024.5743 | 34495.8551 | 0 | 0 | 0 | 0 | 0 | 0 | 0 | 0 | 0 | 0 | 0 | 0 | 0 | 0 | 0 | 0
New Construction | 2.0 GPM showerhead | 1.8 GPM showerhead | Unknown, non-commercial | 73298.4845 | 73298.4845 | 0.073298 | 7756.1879 | 0 | 0% | 4% | 1.4% | 0.32764 | 0.2149 | 1.3777 | 133.0119 | 10 | Unknown | 2 | 1.8 | 7.8 | 2.3 | 0.6 | 365 | 70% | 1.79 | 101 | 51.8 | 100% | 8.3 | 0.00106 | blended | blended | blended | blended | blended | blended | blended | blended | blended | blended | blended | blended | blended | blended | blended | blended | blended | blended | blended | blended | blended | blended | blended | blended | blended | blended | 7756.1879 | 7655.9507 | 7564.4504 | 7472.95 | 7381.113 | 7279.4159 | 7187.9155 | 7096.4152 | 7004.9149 | 6899.171 | 0 | 0 | 0 | 0 | 0 | 0 | 0 | 0 | 0 | 0 | 0 | 0 | 0 | 0 | 0 | 0
Free Products | 2.5 GPM showerhead | 1.5 GPM showerhead | Unknown, non-commercial | 205235.7566 | 205235.7566 | 0.20524 | 21717.3261 | 0 | 0% | 4% | 1.4% | 0.32764 | 0.2149 | 1.3777 | 372.4334 | 10 | Unknown | 2.5 | 1.5 | 7.8 | 2.3 | 0.6 | 365 | 70% | 1.79 | 101 | 51.8 | 56% | 8.3 | 0.00106 | blended | blended | blended | blended | blended | blended | blended | blended | blended | blended | blended | blended | blended | blended | blended | blended | blended | blended | blended | blended | blended | blended | blended | blended | blended | blended | 21717.3261 | 21436.662 | 21180.4611 | 20924.2601 | 20667.1163 | 20382.3645 | 20126.1635 | 19869.9626 | 19613.7616 | 19317.6788 | 0 | 0 | 0 | 0 | 0 | 0 | 0 | 0 | 0 | 0 | 0 | 0 | 0 | 0 | 0 | 0
Dropship | 2.5 GPM showerhead | 1.5 GPM showerhead | Unknown, non-commercial | 329843.1802 | 329843.1802 | 0.32984 | 34902.8455 | 0 | 0% | 4% | 1.4% | 0.32764 | 0.2149 | 1.3777 | 598.5537 | 10 | Unknown | 2.5 | 1.5 | 7.8 | 2.3 | 0.6 | 365 | 70% | 1.79 | 101 | 51.8 | 90% | 8.3 | 0.00106 | blended | blended | blended | blended | blended | blended | blended | blended | blended | blended | blended | blended | blended | blended | blended | blended | blended | blended | blended | blended | blended | blended | blended | blended | blended | blended | 34902.8455 | 34451.7783 | 34040.0267 | 33628.2752 | 33215.0083 | 32757.3715 | 32345.62 | 31933.8684 | 31522.1168 | 31046.2695 | 0 | 0 | 0 | 0 | 0 | 0 | 0 | 0 | 0 | 0 | 0 | 0 | 0 | 0 | 0 | 0
Table 87. Vermont Water Heating Fuel Mix and Average Recovery Efficiency, Residential Buildings
[16 empty] | Water Heating Fuel | Fuel Mix | Average Recovery Efficiency (ηave,RE)
[16 empty] | Oil | 9% | 0.83
[16 empty] | Propane (LP) | 24% | 0.83
[16 empty] | Natural Gas | 23% | 0.83
[16 empty] | Electricity | 43% | 1.71
Table 88. Low Flow Showerhead ISRs
[16 empty] | Program Delivery Type | ISR
[16 empty] | Direct Install | 100%
[16 empty] | New Construction | 100%
[16 empty] | Free Products | 56%
[16 empty] | Dropship | 90%

## RE_DOHW_SOWH
Characterization: | RE_DOHW_SOWH
Residential Solar Water Heaters
Assumptions:
▪ Baseline and backup water heater fuels are the same
▪ Baseline water heater efficiency by fuel per Table 90
helper row
[6 empty] | 2025 First Year Savings |  |  |  | Affected Fuel Adders |  | Mixed Baseline Scenario Adders | [11 empty] | Affected Fuel Lifecycle Carbon Intensity - With Adder (gCO2e/MJ) | [25 empty] | Lifetime CO2e Reductions, Total [g]
Backup Fuel | SUEF Range | Assumed SUEF | Lifetime CO2e Reductions, Thermal [g] | Lifetime CO2e Reductions, Total [g] | Lifetime Credits | ΔCO2e | ΔCO2edirect | CO2ebase | CO2eSWH | TDL | CI' | TDLelec | TDLng | CI' prop | CI' oil | CI' wood | Ebase [MJ] | ESWH [MJ] | Measure Life |  | Qload [MJ] | UEF | SUEF | 2025 | 2026 | 2027 | 2028 | 2029 | 2030 | 2031 | 2032 | 2033 | 2034 | 2035 | 2036 | 2037 | 2038 | 2039 | 2040 | 2041 | 2042 | 2043 | 2044 | 2045 | 2046 | 2047 | 2048 | 2049 | 2050 | 2025 | 2026 | 2027 | 2028 | 2029 | 2030 | 2031 | 2032 | 2033 | 2034 | 2035 | 2036 | 2037 | 2038 | 2039 | 2040 | 2041 | 2042 | 2043 | 2044 | 2045 | 2046 | 2047 | 2048 | 2049 | 2050
Oil | 1.0 to < 1.5 | 1.25 | 17249868.3001 | 17249868.3001 | 17.2499 | 867186.722 | 867186.722 | 1505532.5035 | 638345.7815 | 0% | 0.2149 | 4% | 1.4% | 0.32764 | 0.2149 | 1.3777 | 17992.4528 | 7628.8 | 20 |  | 9536 | 0.53 | 1.25 | 83.6758 | 83.6758 | 83.6758 | 83.6758 | 83.6758 | 83.1407 | 83.1407 | 83.1407 | 83.1407 | 83.1407 | 83.0516 | 83.0516 | 83.0516 | 83.0516 | 83.0516 | 83.0236 | 83.0236 | 83.0236 | 83.0236 | 83.0236 | 0 | 0 | 0 | 0 | 0 | 0 | 867186.722 | 867186.722 | 867186.722 | 867186.722 | 867186.722 | 861641.1394 | 861641.1394 | 861641.1394 | 861641.1394 | 861641.1394 | 860717.7111 | 860717.7111 | 860717.7111 | 860717.7111 | 860717.7111 | 860428.0875 | 860428.0875 | 860428.0875 | 860428.0875 | 860428.0875 | 0 | 0 | 0 | 0 | 0 | 0
Oil | 1.5 to < 2.0 | 1.75 | 20877816.7918 | 20877816.7918 | 20.8778 | 1049571.231 | 1049571.231 | 1505532.5035 | 455961.2725 | 0% | 0.2149 | 4% | 1.4% | 0.32764 | 0.2149 | 1.3777 | 17992.4528 | 5449.1429 | 20 |  | 9536 | 0.53 | 1.75 | 83.6758 | 83.6758 | 83.6758 | 83.6758 | 83.6758 | 83.1407 | 83.1407 | 83.1407 | 83.1407 | 83.1407 | 83.0516 | 83.0516 | 83.0516 | 83.0516 | 83.0516 | 83.0236 | 83.0236 | 83.0236 | 83.0236 | 83.0236 | 0 | 0 | 0 | 0 | 0 | 0 | 1049571.231 | 1049571.231 | 1049571.231 | 1049571.231 | 1049571.231 | 1042859.3155 | 1042859.3155 | 1042859.3155 | 1042859.3155 | 1042859.3155 | 1041741.6742 | 1041741.6742 | 1041741.6742 | 1041741.6742 | 1041741.6742 | 1041391.1376 | 1041391.1376 | 1041391.1376 | 1041391.1376 | 1041391.1376 | 0 | 0 | 0 | 0 | 0 | 0
Oil | 2 to < 2.5 | 2.25 | 22893343.7316 | 22893343.7316 | 22.8933 | 1150895.9583 | 1150895.9583 | 1505532.5035 | 354636.5453 | 0% | 0.2149 | 4% | 1.4% | 0.32764 | 0.2149 | 1.3777 | 17992.4528 | 4238.2222 | 20 |  | 9536 | 0.53 | 2.25 | 83.6758 | 83.6758 | 83.6758 | 83.6758 | 83.6758 | 83.1407 | 83.1407 | 83.1407 | 83.1407 | 83.1407 | 83.0516 | 83.0516 | 83.0516 | 83.0516 | 83.0516 | 83.0236 | 83.0236 | 83.0236 | 83.0236 | 83.0236 | 0 | 0 | 0 | 0 | 0 | 0 | 1150895.9583 | 1150895.9583 | 1150895.9583 | 1150895.9583 | 1150895.9583 | 1143536.08 | 1143536.08 | 1143536.08 | 1143536.08 | 1143536.08 | 1142310.5426 | 1142310.5426 | 1142310.5426 | 1142310.5426 | 1142310.5426 | 1141926.1655 | 1141926.1655 | 1141926.1655 | 1141926.1655 | 1141926.1655 | 0 | 0 | 0 | 0 | 0 | 0
Oil | 2.5 or greater | 3 | 24656929.804 | 24656929.804 | 24.6569 | 1239555.0946 | 1239555.0946 | 1505532.5035 | 265977.409 | 0% | 0.2149 | 4% | 1.4% | 0.32764 | 0.2149 | 1.3777 | 17992.4528 | 3178.6667 | 20 |  | 9536 | 0.53 | 3 | 83.6758 | 83.6758 | 83.6758 | 83.6758 | 83.6758 | 83.1407 | 83.1407 | 83.1407 | 83.1407 | 83.1407 | 83.0516 | 83.0516 | 83.0516 | 83.0516 | 83.0516 | 83.0236 | 83.0236 | 83.0236 | 83.0236 | 83.0236 | 0 | 0 | 0 | 0 | 0 | 0 | 1239555.0946 | 1239555.0946 | 1239555.0946 | 1239555.0946 | 1239555.0946 | 1231628.249 | 1231628.249 | 1231628.249 | 1231628.249 | 1231628.249 | 1230308.3024 | 1230308.3024 | 1230308.3024 | 1230308.3024 | 1230308.3024 | 1229894.3149 | 1229894.3149 | 1229894.3149 | 1229894.3149 | 1229894.3149 | 0 | 0 | 0 | 0 | 0 | 0
Natural Gas | 1.0 to < 1.5 | 1.25 | 10672003.1957 | 10672003.1957 | 10.672 | 534071.6002 | 534071.6002 | 1027060.7695 | 492989.1694 | 1.4% | 0 | 4% | 1.4% | 0.32764 | 0.2149 | 1.3777 | 15893.3333 | 7628.8 | 20 |  | 9536 | 0.6 | 1.25 | 63.7174 | 63.7174 | 63.7174 | 63.7174 | 63.7174 | 63.6511 | 63.6511 | 63.6511 | 63.6511 | 63.6511 | 63.6399 | 63.6399 | 63.6399 | 63.6399 | 63.6399 | 63.6363 | 63.6363 | 63.6363 | 63.6363 | 63.6363 | 0 | 0 | 0 | 0 | 0 | 0 | 534071.6002 | 534071.6002 | 534071.6002 | 534071.6002 | 534071.6002 | 533515.7577 | 533515.7577 | 533515.7577 | 533515.7577 | 533515.7577 | 533421.7186 | 533421.7186 | 533421.7186 | 533421.7186 | 533421.7186 | 533391.5627 | 533391.5627 | 533391.5627 | 533391.5627 | 533391.5627 | 0 | 0 | 0 | 0 | 0 | 0
Natural Gas | 1.5 to < 2.0 | 1.75 | 13486597.4451 | 13486597.4451 | 13.4866 | 674925.6485 | 674925.6485 | 1027060.7695 | 352135.121 | 1.4% | 0 | 4% | 1.4% | 0.32764 | 0.2149 | 1.3777 | 15893.3333 | 5449.1429 | 20 |  | 9536 | 0.6 | 1.75 | 63.7174 | 63.7174 | 63.7174 | 63.7174 | 63.7174 | 63.6511 | 63.6511 | 63.6511 | 63.6511 | 63.6511 | 63.6399 | 63.6399 | 63.6399 | 63.6399 | 63.6399 | 63.6363 | 63.6363 | 63.6363 | 63.6363 | 63.6363 | 0 | 0 | 0 | 0 | 0 | 0 | 674925.6485 | 674925.6485 | 674925.6485 | 674925.6485 | 674925.6485 | 674223.2102 | 674223.2102 | 674223.2102 | 674223.2102 | 674223.2102 | 674104.3697 | 674104.3697 | 674104.3697 | 674104.3697 | 674104.3697 | 674066.2605 | 674066.2605 | 674066.2605 | 674066.2605 | 674066.2605 | 0 | 0 | 0 | 0 | 0 | 0
Natural Gas | 2 to < 2.5 | 2.25 | 15050260.917 | 15050260.917 | 15.0503 | 753177.8976 | 753177.8976 | 1027060.7695 | 273882.8719 | 1.4% | 0 | 4% | 1.4% | 0.32764 | 0.2149 | 1.3777 | 15893.3333 | 4238.2222 | 20 |  | 9536 | 0.6 | 2.25 | 63.7174 | 63.7174 | 63.7174 | 63.7174 | 63.7174 | 63.6511 | 63.6511 | 63.6511 | 63.6511 | 63.6511 | 63.6399 | 63.6399 | 63.6399 | 63.6399 | 63.6399 | 63.6363 | 63.6363 | 63.6363 | 63.6363 | 63.6363 | 0 | 0 | 0 | 0 | 0 | 0 | 753177.8976 | 753177.8976 | 753177.8976 | 753177.8976 | 753177.8976 | 752394.0172 | 752394.0172 | 752394.0172 | 752394.0172 | 752394.0172 | 752261.3981 | 752261.3981 | 752261.3981 | 752261.3981 | 752261.3981 | 752218.8705 | 752218.8705 | 752218.8705 | 752218.8705 | 752218.8705 | 0 | 0 | 0 | 0 | 0 | 0
Natural Gas | 2.5 or greater | 3 | 16418466.4549 | 16418466.4549 | 16.4185 | 821648.6156 | 821648.6156 | 1027060.7695 | 205412.1539 | 1.4% | 0 | 4% | 1.4% | 0.32764 | 0.2149 | 1.3777 | 15893.3333 | 3178.6667 | 20 |  | 9536 | 0.6 | 3 | 63.7174 | 63.7174 | 63.7174 | 63.7174 | 63.7174 | 63.6511 | 63.6511 | 63.6511 | 63.6511 | 63.6511 | 63.6399 | 63.6399 | 63.6399 | 63.6399 | 63.6399 | 63.6363 | 63.6363 | 63.6363 | 63.6363 | 63.6363 | 0 | 0 | 0 | 0 | 0 | 0 | 821648.6156 | 821648.6156 | 821648.6156 | 821648.6156 | 821648.6156 | 820793.4733 | 820793.4733 | 820793.4733 | 820793.4733 | 820793.4733 | 820648.7979 | 820648.7979 | 820648.7979 | 820648.7979 | 820648.7979 | 820602.4041 | 820602.4041 | 820602.4041 | 820602.4041 | 820602.4041 | 0 | 0 | 0 | 0 | 0 | 0
Propane | 1.0 to < 1.5 | 1.25 | 12180923.4703 | 12180923.4703 | 12.1809 | 612738.6513 | 612738.6513 | 1178343.5602 | 565604.9089 | 0% | 0.32764 | 4% | 1.4% | 0.32764 | 0.2149 | 1.3777 | 15893.3333 | 7628.8 | 20 |  | 9536 | 0.6 | 1.25 | 74.1407 | 73.9136 | 73.9136 | 73.9136 | 73.9048 | 73.9048 | 73.9048 | 73.9048 | 73.9048 | 73.5345 | 73.5345 | 73.5345 | 73.5345 | 73.5345 | 73.4701 | 73.4701 | 73.4701 | 73.4701 | 73.4701 | 73.4507 | 0 | 0 | 0 | 0 | 0 | 0 | 612738.6513 | 610861.2932 | 610861.2932 | 610861.2932 | 610788.9367 | 610788.9367 | 610788.9367 | 610788.9367 | 610788.9367 | 607728.3042 | 607728.3042 | 607728.3042 | 607728.3042 | 607728.3042 | 607195.7169 | 607195.7169 | 607195.7169 | 607195.7169 | 607195.7169 | 607036.1504 | 0 | 0 | 0 | 0 | 0 | 0
Propane | 1.5 to < 2.0 | 1.75 | 15393474.7153 | 15393474.7153 | 15.3935 | 774340.0538 | 774340.0538 | 1178343.5602 | 404003.5063 | 0% | 0.32764 | 4% | 1.4% | 0.32764 | 0.2149 | 1.3777 | 15893.3333 | 5449.1429 | 20 |  | 9536 | 0.6 | 1.75 | 74.1407 | 73.9136 | 73.9136 | 73.9136 | 73.9048 | 73.9048 | 73.9048 | 73.9048 | 73.9048 | 73.5345 | 73.5345 | 73.5345 | 73.5345 | 73.5345 | 73.4701 | 73.4701 | 73.4701 | 73.4701 | 73.4701 | 73.4507 | 0 | 0 | 0 | 0 | 0 | 0 | 774340.0538 | 771967.5684 | 771967.5684 | 771967.5684 | 771876.1288 | 771876.1288 | 771876.1288 | 771876.1288 | 771876.1288 | 768008.2965 | 768008.2965 | 768008.2965 | 768008.2965 | 768008.2965 | 767335.2466 | 767335.2466 | 767335.2466 | 767335.2466 | 767335.2466 | 767133.5966 | 0 | 0 | 0 | 0 | 0 | 0
Propane | 2 to < 2.5 | 2.25 | 17178225.4069 | 17178225.4069 | 17.1782 | 864118.6108 | 864118.6108 | 1178343.5602 | 314224.9494 | 0% | 0.32764 | 4% | 1.4% | 0.32764 | 0.2149 | 1.3777 | 15893.3333 | 4238.2222 | 20 |  | 9536 | 0.6 | 2.25 | 74.1407 | 73.9136 | 73.9136 | 73.9136 | 73.9048 | 73.9048 | 73.9048 | 73.9048 | 73.9048 | 73.5345 | 73.5345 | 73.5345 | 73.5345 | 73.5345 | 73.4701 | 73.4701 | 73.4701 | 73.4701 | 73.4701 | 73.4507 | 0 | 0 | 0 | 0 | 0 | 0 | 864118.6108 | 861471.0546 | 861471.0546 | 861471.0546 | 861369.0133 | 861369.0133 | 861369.0133 | 861369.0133 | 861369.0133 | 857052.7367 | 857052.7367 | 857052.7367 | 857052.7367 | 857052.7367 | 856301.652 | 856301.652 | 856301.652 | 856301.652 | 856301.652 | 856076.6223 | 0 | 0 | 0 | 0 | 0 | 0
Propane | 2.5 or greater | 3 | 18739882.2621 | 18739882.2621 | 18.7399 | 942674.8481 | 942674.8481 | 1178343.5602 | 235668.712 | 0% | 0.32764 | 4% | 1.4% | 0.32764 | 0.2149 | 1.3777 | 15893.3333 | 3178.6667 | 20 |  | 9536 | 0.6 | 3 | 74.1407 | 73.9136 | 73.9136 | 73.9136 | 73.9048 | 73.9048 | 73.9048 | 73.9048 | 73.9048 | 73.5345 | 73.5345 | 73.5345 | 73.5345 | 73.5345 | 73.4701 | 73.4701 | 73.4701 | 73.4701 | 73.4701 | 73.4507 | 0 | 0 | 0 | 0 | 0 | 0 | 942674.8481 | 939786.605 | 939786.605 | 939786.605 | 939675.2872 | 939675.2872 | 939675.2872 | 939675.2872 | 939675.2872 | 934966.6218 | 934966.6218 | 934966.6218 | 934966.6218 | 934966.6218 | 934147.2568 | 934147.2568 | 934147.2568 | 934147.2568 | 934147.2568 | 933901.7698 | 0 | 0 | 0 | 0 | 0 | 0
Electricity | 1.0 to < 1.5 | 1.25 | 1067683.6349 | 1067683.6349 | 1.0677 | 107656.7193 | 107656.7193 | 407790.6035 | 300133.8842 | 4% | 0 | 4% | 1.4% | 0.32764 | 0.2149 | 1.3777 | 10365.2174 | 7628.8 | 20 |  | 9536 | 0.92 | 1.25 | 37.7685 | 35.1423 | 32.5161 | 29.8899 | 27.2636 | 24.6374 | 22.0112 | 19.385 | 16.7588 | 14.1326 | 11.5063 | 11.5063 | 11.5063 | 11.5063 | 11.5063 | 11.5063 | 11.5063 | 11.5063 | 11.5063 | 11.5063 | 0 | 0 | 0 | 0 | 0 | 0 | 107656.7193 | 100170.8521 | 92684.9848 | 85199.1176 | 77713.2503 | 70227.3831 | 62741.5158 | 55255.6486 | 47769.7813 | 40283.9141 | 32798.0468 | 32798.0468 | 32798.0468 | 32798.0468 | 32798.0468 | 32798.0468 | 32798.0468 | 32798.0468 | 32798.0468 | 32798.0468 | 0 | 0 | 0 | 0 | 0 | 0
Electricity | 1.5 to < 2.0 | 1.75 | 1918132.9372 | 1918132.9372 | 1.9181 | 193409.2577 | 193409.2577 | 407790.6035 | 214381.3458 | 4% | 0 | 4% | 1.4% | 0.32764 | 0.2149 | 1.3777 | 10365.2174 | 5449.1429 | 20 |  | 9536 | 0.92 | 1.75 | 37.7685 | 35.1423 | 32.5161 | 29.8899 | 27.2636 | 24.6374 | 22.0112 | 19.385 | 16.7588 | 14.1326 | 11.5063 | 11.5063 | 11.5063 | 11.5063 | 11.5063 | 11.5063 | 11.5063 | 11.5063 | 11.5063 | 11.5063 | 0 | 0 | 0 | 0 | 0 | 0 | 193409.2577 | 179960.6217 | 166511.9857 | 153063.3497 | 139614.7138 | 126166.0778 | 112717.4418 | 99268.8059 | 85820.1699 | 72371.5339 | 58922.8979 | 58922.8979 | 58922.8979 | 58922.8979 | 58922.8979 | 58922.8979 | 58922.8979 | 58922.8979 | 58922.8979 | 58922.8979 | 0 | 0 | 0 | 0 | 0 | 0
Electricity | 2 to < 2.5 | 2.25 | 2390604.7718 | 2390604.7718 | 2.3906 | 241049.5567 | 241049.5567 | 407790.6035 | 166741.0468 | 4% | 0 | 4% | 1.4% | 0.32764 | 0.2149 | 1.3777 | 10365.2174 | 4238.2222 | 20 |  | 9536 | 0.92 | 2.25 | 37.7685 | 35.1423 | 32.5161 | 29.8899 | 27.2636 | 24.6374 | 22.0112 | 19.385 | 16.7588 | 14.1326 | 11.5063 | 11.5063 | 11.5063 | 11.5063 | 11.5063 | 11.5063 | 11.5063 | 11.5063 | 11.5063 | 11.5063 | 0 | 0 | 0 | 0 | 0 | 0 | 241049.5567 | 224288.2715 | 207526.9862 | 190765.7009 | 174004.4157 | 157243.1304 | 140481.8452 | 123720.5599 | 106959.2746 | 90197.9894 | 73436.7041 | 73436.7041 | 73436.7041 | 73436.7041 | 73436.7041 | 73436.7041 | 73436.7041 | 73436.7041 | 73436.7041 | 73436.7041 | 0 | 0 | 0 | 0 | 0 | 0
Electricity | 2.5 or greater | 3 | 2804017.6271 | 2804017.6271 | 2.804 | 282734.8184 | 282734.8184 | 407790.6035 | 125055.7851 | 4% | 0 | 4% | 1.4% | 0.32764 | 0.2149 | 1.3777 | 10365.2174 | 3178.6667 | 20 |  | 9536 | 0.92 | 3 | 37.7685 | 35.1423 | 32.5161 | 29.8899 | 27.2636 | 24.6374 | 22.0112 | 19.385 | 16.7588 | 14.1326 | 11.5063 | 11.5063 | 11.5063 | 11.5063 | 11.5063 | 11.5063 | 11.5063 | 11.5063 | 11.5063 | 11.5063 | 0 | 0 | 0 | 0 | 0 | 0 | 282734.8184 | 263074.965 | 243415.1116 | 223755.2583 | 204095.4049 | 184435.5515 | 164775.6981 | 145115.8447 | 125455.9913 | 105796.1379 | 86136.2845 | 86136.2845 | 86136.2845 | 86136.2845 | 86136.2845 | 86136.2845 | 86136.2845 | 86136.2845 | 86136.2845 | 86136.2845 | 0 | 0 | 0 | 0 | 0 | 0
Unknown, non-commercial | 1.0 to < 1.5 | 1.25 | 7844608.6295 | 7844608.6295 | 7.8446 | 416793.47 | 416793.47 | 868009.6835 | 451216.2136 | 0% | 0 | 4% | 1.4% | 0.32764 | 0.2149 | 1.3777 | blended | 7628.8 | 20 |  | 9536 | blended | 1.25 | blended | blended | blended | blended | blended | blended | blended | blended | blended | blended | blended | blended | blended | blended | blended | blended | blended | blended | blended | blended | 0 | 0 | 0 | 0 | 0 | 0 | 416793.47 | 413048.6512 | 409904.5869 | 406760.5227 | 403593.3043 | 399755.8496 | 396611.7854 | 393467.7211 | 390323.6569 | 386200.1902 | 382940.443 | 382940.443 | 382940.443 | 382940.443 | 382770.0151 | 382733.6331 | 382733.6331 | 382733.6331 | 382733.6331 | 382682.5718 | 0 | 0 | 0 | 0 | 0 | 0
Unknown, non-commercial | 1.5 to < 2.0 | 1.75 | 10051077.2064 | 10051077.2064 | 10.0511 | 545712.3881 | 545712.3881 | 868009.6835 | 322297.2954 | 0% | 0 | 4% | 1.4% | 0.32764 | 0.2149 | 1.3777 | blended | 5449.1429 | 20 |  | 9536 | blended | 1.75 | blended | blended | blended | blended | blended | blended | blended | blended | blended | blended | blended | blended | blended | blended | blended | blended | blended | blended | blended | blended | 0 | 0 | 0 | 0 | 0 | 0 | 545712.3881 | 539304.7657 | 533656.3386 | 528007.9115 | 522330.2237 | 515838.1201 | 510189.693 | 504541.2659 | 498892.8388 | 492006.7054 | 486217.5116 | 486217.5116 | 486217.5116 | 486217.5116 | 486002.1357 | 485957.8603 | 485957.8603 | 485957.8603 | 485957.8603 | 485893.3323 | 0 | 0 | 0 | 0 | 0 | 0
Unknown, non-commercial | 2 to < 2.5 | 2.25 | 11276893.0824 | 11276893.0824 | 11.2769 | 617334.0093 | 617334.0093 | 868009.6835 | 250675.6742 | 0% | 0 | 4% | 1.4% | 0.32764 | 0.2149 | 1.3777 | blended | 4238.2222 | 20 |  | 9536 | blended | 2.25 | blended | blended | blended | blended | blended | blended | blended | blended | blended | blended | blended | blended | blended | blended | blended | blended | blended | blended | blended | blended | 0 | 0 | 0 | 0 | 0 | 0 | 617334.0093 | 609447.0515 | 602407.3117 | 595367.5719 | 588295.1789 | 580328.2704 | 573288.5306 | 566248.7908 | 559209.051 | 550788.1027 | 543593.6609 | 543593.6609 | 543593.6609 | 543593.6609 | 543353.3138 | 543304.6532 | 543304.6532 | 543304.6532 | 543304.6532 | 543232.6437 | 0 | 0 | 0 | 0 | 0 | 0
Unknown, non-commercial | 2.5 or greater | 3 | 12349481.9739 | 12349481.9739 | 12.3495 | 680002.9279 | 680002.9279 | 868009.6835 | 188006.7556 | 0% | 0 | 4% | 1.4% | 0.32764 | 0.2149 | 1.3777 | blended | 3178.6667 | 20 |  | 9536 | blended | 3 | blended | blended | blended | blended | blended | blended | blended | blended | blended | blended | blended | blended | blended | blended | blended | blended | blended | blended | blended | blended | 0 | 0 | 0 | 0 | 0 | 0 | 680002.9279 | 670821.5517 | 662564.4132 | 654307.2748 | 646014.5147 | 636757.1519 | 628500.0135 | 620242.8751 | 611985.7367 | 602221.8253 | 593797.7914 | 593797.7914 | 593797.7914 | 593797.7914 | 593535.5946 | 593483.0969 | 593483.0969 | 593483.0969 | 593483.0969 | 593404.5411 | 0 | 0 | 0 | 0 | 0 | 0
Table 90. Vermont Water Heating Fuel Mix and Minimum Heating Efficiency, Residential Buildings
[19 empty] | Water Heating Fuel | %FuelWH | Minimum Water Heater Efficiency (UEFmin,fuel)
[19 empty] | Oil | 11% | 0.53
[19 empty] | Propane | 32% | 0.6
[19 empty] | Natural Gas | 15% | 0.6
[19 empty] | Electricity | 42% | 0.92
229158482.7314

## RE_HVAC_AWHC
Characterization: | RE_HVAC_AWHC
Residential Advanced Wood Heating - Central Pellet Systems
Assumptions:
▪ Proposed system efficiency is 86% HHV at full load
▪ Wood pellets only
▪ Baseline efficiencies:
▪ MOP: 75% HHV at full load
▪ Retrofit: 65% HHV at full load
▪ Efficient pellet system meets 90% of the annual heating load for Retrofits, and 100% for MOP
helper row
[7 empty] | 2025 First Year Savings | Affected Fuel Adders |  | Mixed Baseline Scenario Adders | [12 empty] | Lifecycle Carbon Intensity - With Adder (gCO2e/MJ) | [25 empty] | Lifetime CO2e Reductions, Total [g]
Decision/Action Type | Capacity Range | Assumed Capacity [Btu/h] | Assumed fuel | Lifetime CO2e Reductions, Thermal Sector [g] | Lifetime CO2e Reductions, Total [g] | Lifetime Credits | ΔCO2e | CI' | TDL | TDLelec | TDLng | CI' oil | CI' prop | CI' wood | ΔEheat [MJ] | Measure Life | Btuh | %Pellet | EFLH | ηeff | ηbase | MJ/BTU | 2025 | 2026 | 2027 | 2028 | 2029 | 2030 | 2031 | 2032 | 2033 | 2034 | 2035 | 2036 | 2037 | 2038 | 2039 | 2040 | 2041 | 2042 | 2043 | 2044 | 2045 | 2046 | 2047 | 2048 | 2049 | 2050 | 2025 | 2026 | 2027 | 2028 | 2029 | 2030 | 2031 | 2032 | 2033 | 2034 | 2035 | 2036 | 2037 | 2038 | 2039 | 2040 | 2041 | 2042 | 2043 | 2044 | 2045 | 2046 | 2047 | 2048 | 2049 | 2050
MOP | 25,000 - 80,000 | 55000 | Wood pellets | 6500163.7157 | 6500163.7157 | 6.5002 | 374085.5923 | 1.9568 | 0% | 4% | 1.4% | 0.2149 | 0.32764 | 1.9568 | 6512.4264 | 18 | 55000 | 100% | 655 | 86% | 75% | 0.00106 | 57.4418 | 57.4418 | 55.4773 | 55.4773 | 55.4773 | 55.4773 | 55.4773 | 55.1452 | 55.1452 | 55.1452 | 55.1452 | 55.1452 | 55.0384 | 55.0384 | 55.0384 | 55.0384 | 55.0384 | 54.9291 | 0 | 0 | 0 | 0 | 0 | 0 | 0 | 0 | 374085.5923 | 374085.5923 | 361291.5731 | 361291.5731 | 361291.5731 | 361291.5731 | 361291.5731 | 359128.8887 | 359128.8887 | 359128.8887 | 359128.8887 | 359128.8887 | 358433.6372 | 358433.6372 | 358433.6372 | 358433.6372 | 358433.6372 | 357722.0365 | 0 | 0 | 0 | 0 | 0 | 0 | 0 | 0
| 80,001 - 150,000 | 101000 | Wood pellets | 11936664.2779 | 11936664.2779 | 11.9367 | 686957.1786 | 1.9568 | 0% | 4% | 1.4% | 0.2149 | 0.32764 | 1.9568 | 11959.1829 | 18 | 101000 | 100% | 655 | 86% | 75% | 0.00106 | 57.4418 | 57.4418 | 55.4773 | 55.4773 | 55.4773 | 55.4773 | 55.4773 | 55.1452 | 55.1452 | 55.1452 | 55.1452 | 55.1452 | 55.0384 | 55.0384 | 55.0384 | 55.0384 | 55.0384 | 54.9291 | 0 | 0 | 0 | 0 | 0 | 0 | 0 | 0 | 686957.1786 | 686957.1786 | 663462.7069 | 663462.7069 | 663462.7069 | 663462.7069 | 663462.7069 | 659491.2319 | 659491.2319 | 659491.2319 | 659491.2319 | 659491.2319 | 658214.4973 | 658214.4973 | 658214.4973 | 658214.4973 | 658214.4973 | 656907.7398 | 0 | 0 | 0 | 0 | 0 | 0 | 0 | 0
| 150,001 - 340,000 | 207000 | Wood pellets | 24464252.5299 | 24464252.5299 | 24.4643 | 1407922.1383 | 1.9568 | 0% | 4% | 1.4% | 0.2149 | 0.32764 | 1.9568 | 24510.4047 | 18 | 207000 | 100% | 655 | 86% | 75% | 0.00106 | 57.4418 | 57.4418 | 55.4773 | 55.4773 | 55.4773 | 55.4773 | 55.4773 | 55.1452 | 55.1452 | 55.1452 | 55.1452 | 55.1452 | 55.0384 | 55.0384 | 55.0384 | 55.0384 | 55.0384 | 54.9291 | 0 | 0 | 0 | 0 | 0 | 0 | 0 | 0 | 1407922.1383 | 1407922.1383 | 1359770.1023 | 1359770.1023 | 1359770.1023 | 1359770.1023 | 1359770.1023 | 1351630.5446 | 1351630.5446 | 1351630.5446 | 1351630.5446 | 1351630.5446 | 1349013.8708 | 1349013.8708 | 1349013.8708 | 1349013.8708 | 1349013.8708 | 1346335.6647 | 0 | 0 | 0 | 0 | 0 | 0 | 0 | 0
Retrofit | 25,000 - 80,000 | 55000 | Wood pellets | 15355817.0144 | 15355817.0144 | 15.3558 | 883730.0342 | 1.9568 | 0% | 4% | 1.4% | 0.2149 | 0.32764 | 1.9568 | 15384.786 | 18 | 55000 | 90% | 780.5 | 86% | 65% | 0.00106 | 57.4418 | 57.4418 | 55.4773 | 55.4773 | 55.4773 | 55.4773 | 55.4773 | 55.1452 | 55.1452 | 55.1452 | 55.1452 | 55.1452 | 55.0384 | 55.0384 | 55.0384 | 55.0384 | 55.0384 | 54.9291 | 0 | 0 | 0 | 0 | 0 | 0 | 0 | 0 | 883730.0342 | 883730.0342 | 853505.7774 | 853505.7774 | 853505.7774 | 853505.7774 | 853505.7774 | 848396.7082 | 848396.7082 | 848396.7082 | 848396.7082 | 848396.7082 | 846754.2642 | 846754.2642 | 846754.2642 | 846754.2642 | 846754.2642 | 845073.1974 | 0 | 0 | 0 | 0 | 0 | 0 | 0 | 0
| 80,001 - 150,000 | 101000 | Wood pellets | 28198863.9719 | 28198863.9719 | 28.1989 | 1622849.6993 | 1.9568 | 0% | 4% | 1.4% | 0.2149 | 0.32764 | 1.9568 | 28252.0615 | 18 | 101000 | 90% | 780.5 | 86% | 65% | 0.00106 | 57.4418 | 57.4418 | 55.4773 | 55.4773 | 55.4773 | 55.4773 | 55.4773 | 55.1452 | 55.1452 | 55.1452 | 55.1452 | 55.1452 | 55.0384 | 55.0384 | 55.0384 | 55.0384 | 55.0384 | 54.9291 | 0 | 0 | 0 | 0 | 0 | 0 | 0 | 0 | 1622849.6993 | 1622849.6993 | 1567346.973 | 1567346.973 | 1567346.973 | 1567346.973 | 1567346.973 | 1557964.8641 | 1557964.8641 | 1557964.8641 | 1557964.8641 | 1557964.8641 | 1554948.7397 | 1554948.7397 | 1554948.7397 | 1554948.7397 | 1554948.7397 | 1551861.6897 | 0 | 0 | 0 | 0 | 0 | 0 | 0 | 0
| 150,001 - 340,000 | 207000 | Wood pellets | 57793711.3087 | 57793711.3087 | 57.7937 | 3326038.4925 | 1.9568 | 0% | 4% | 1.4% | 0.2149 | 0.32764 | 1.9568 | 57902.7399 | 18 | 207000 | 90% | 780.5 | 86% | 65% | 0.00106 | 57.4418 | 57.4418 | 55.4773 | 55.4773 | 55.4773 | 55.4773 | 55.4773 | 55.1452 | 55.1452 | 55.1452 | 55.1452 | 55.1452 | 55.0384 | 55.0384 | 55.0384 | 55.0384 | 55.0384 | 54.9291 | 0 | 0 | 0 | 0 | 0 | 0 | 0 | 0 | 3326038.4925 | 3326038.4925 | 3212285.3802 | 3212285.3802 | 3212285.3802 | 3212285.3802 | 3212285.3802 | 3193056.7017 | 3193056.7017 | 3193056.7017 | 3193056.7017 | 3193056.7017 | 3186875.1397 | 3186875.1397 | 3186875.1397 | 3186875.1397 | 3186875.1397 | 3180548.2156 | 0 | 0 | 0 | 0 | 0 | 0 | 0 | 0

## RE_HVAC_ADVT
Characterization: | RE_HVAC_ADVT
Residential Advanced Thermostat
Assumptions:
§ Central heat pump presence unknown
§ Central A/C presence unknown
§ Building type unknown
§ Heating system input capacity:
| Retrofits | 67307
| New Construction | 40237
helper row
[5 empty] | 2025 First Year Savings |  | Affected Fuel Adders |  | Mixed Baseline Scenario Adders | [18 empty] | Lifecycle Carbon Intensity - With Adder (gCO2e/MJ) | [25 empty] | Lifetime CO2e Reductions, Thermal [g] | [25 empty] | Lifetime CO2e Reductions, Total [g]
Decision/Action Type | Heating Fuel | Lifetime CO2e Reductions, Thermal [g] | Lifetime CO2e Reductions, Total [g] | Lifetime Credits | ΔCO2e_heat | ΔCO2e_cool | CI' | TDL | TDLelec | TDLng | CI' oil | CI' prop | CI' wood | ΔEheat [MJ] | ΔEcool [MJ] | Measure Life | Fuel Type | EFLHheat | EFLHcool | Btuhin,heat | Btuhout,cool | COPcool | SFheat | SFcool | %CHP | %Cool | MJ/BTU | 2025 | 2026 | 2027 | 2028 | 2029 | 2030 | 2031 | 2032 | 2033 | 2034 | 2035 | 2036 | 2037 | 2038 | 2039 | 2040 | 2041 | 2042 | 2043 | 2044 | 2045 | 2046 | 2047 | 2048 | 2049 | 2050 | 2025 | 2026 | 2027 | 2028 | 2029 | 2030 | 2031 | 2032 | 2033 | 2034 | 2035 | 2036 | 2037 | 2038 | 2039 | 2040 | 2041 | 2042 | 2043 | 2044 | 2045 | 2046 | 2047 | 2048 | 2049 | 2050 | 2025 | 2026 | 2027 | 2028 | 2029 | 2030 | 2031 | 2032 | 2033 | 2034 | 2035 | 2036 | 2037 | 2038 | 2039 | 2040 | 2041 | 2042 | 2043 | 2044 | 2045 | 2046 | 2047 | 2048 | 2049 | 2050
Retrofit | Oil | 3890332.4447 | 3903085.0346 | 3.8903 | 390281.1512 | 1856.0175 | 0.2149 | 0% | 4% | 1.4% | 0.2149 | 0.32764 | 1.3777 | 4664.207 | 47.1762 | 10 | Delivered | 878 | 375 | 67307 | 35334 | 3.72 | 0.077 | 0.085 | 0.033 | 0.147 | 0.00106 | 83.6758 | 83.6758 | 83.6758 | 83.6758 | 83.6758 | 83.1407 | 83.1407 | 83.1407 | 83.1407 | 83.1407 | 0 | 0 | 0 | 0 | 0 | 0 | 0 | 0 | 0 | 0 | 0 | 0 | 0 | 0 | 0 | 0 | 390281.1512 | 390281.1512 | 390281.1512 | 390281.1512 | 390281.1512 | 387785.3377 | 387785.3377 | 387785.3377 | 387785.3377 | 387785.3377 | 0 | 0 | 0 | 0 | 0 | 0 | 0 | 0 | 0 | 0 | 0 | 0 | 0 | 0 | 0 | 0 | 392137.1687 | 392008.1113 | 391879.0538 | 391749.9964 | 391620.939 | 388996.068 | 388867.0105 | 388737.9531 | 388608.8956 | 388479.8382 | 0 | 0 | 0 | 0 | 0 | 0 | 0 | 0 | 0 | 0 | 0 | 0 | 0 | 0 | 0 | 0
| Propane | 3446569.8119 | 3459322.4018 | 3.4466 | 345807.7759 | 1856.0175 | 0.32764 | 0% | 4% | 1.4% | 0.2149 | 0.32764 | 1.3777 | 4664.207 | 47.1762 | 10 | Delivered | 878 | 375 | 67307 | 35334 | 3.72 | 0.077 | 0.085 | 0.033 | 0.147 | 0.00106 | 74.1407 | 73.9136 | 73.9136 | 73.9136 | 73.9048 | 73.9048 | 73.9048 | 73.9048 | 73.9048 | 73.5345 | 0 | 0 | 0 | 0 | 0 | 0 | 0 | 0 | 0 | 0 | 0 | 0 | 0 | 0 | 0 | 0 | 345807.7759 | 344748.2622 | 344748.2622 | 344748.2622 | 344707.4268 | 344707.4268 | 344707.4268 | 344707.4268 | 344707.4268 | 342980.1153 | 0 | 0 | 0 | 0 | 0 | 0 | 0 | 0 | 0 | 0 | 0 | 0 | 0 | 0 | 0 | 0 | 347663.7934 | 346475.2223 | 346346.1648 | 346217.1074 | 346047.2145 | 345918.1571 | 345789.0996 | 345660.0422 | 345530.9848 | 343674.6158 | 0 | 0 | 0 | 0 | 0 | 0 | 0 | 0 | 0 | 0 | 0 | 0 | 0 | 0 | 0 | 0
| Natural Gas | 3012540.5756 | 3025293.1655 | 3.0125 | 301410.9064 | 1856.0175 | 0 | 1.4% | 4% | 1.4% | 0.2149 | 0.32764 | 1.3777 | 4664.207 | 47.1762 | 10 | Natural Gas | 878 | 375 | 67307 | 35334 | 3.72 | 0.077 | 0.085 | 0.033 | 0.147 | 0.00106 | 63.7174 | 63.7174 | 63.7174 | 63.7174 | 63.7174 | 63.6511 | 63.6511 | 63.6511 | 63.6511 | 63.6511 | 0 | 0 | 0 | 0 | 0 | 0 | 0 | 0 | 0 | 0 | 0 | 0 | 0 | 0 | 0 | 0 | 301410.9064 | 301410.9064 | 301410.9064 | 301410.9064 | 301410.9064 | 301097.2088 | 301097.2088 | 301097.2088 | 301097.2088 | 301097.2088 | 0 | 0 | 0 | 0 | 0 | 0 | 0 | 0 | 0 | 0 | 0 | 0 | 0 | 0 | 0 | 0 | 303266.9238 | 303137.8664 | 303008.8089 | 302879.7515 | 302750.6941 | 302307.939 | 302178.8816 | 302049.8241 | 301920.7667 | 301791.7093 | 0 | 0 | 0 | 0 | 0 | 0 | 0 | 0 | 0 | 0 | 0 | 0 | 0 | 0 | 0 | 0
| Electricity | 1260819.5963 | 1273572.1862 | 1.2608 | 183500.2302 | 1856.0175 | 0 | 4% | 4% | 1.4% | 0.2149 | 0.32764 | 1.3777 | 4664.207 | 47.1762 | 10 | Electricity | 878 | 375 | 67307 | 35334 | 3.72 | 0.077 | 0.085 | 0.033 | 0.147 | 0.00106 | 37.7685 | 35.1423 | 32.5161 | 29.8899 | 27.2636 | 24.6374 | 22.0112 | 19.385 | 16.7588 | 14.1326 | 0 | 0 | 0 | 0 | 0 | 0 | 0 | 0 | 0 | 0 | 0 | 0 | 0 | 0 | 0 | 0 | 183500.2302 | 170740.6145 | 157980.9988 | 145221.3831 | 132461.7675 | 119702.1518 | 106942.5361 | 94182.9204 | 81423.3048 | 68663.6891 | 0 | 0 | 0 | 0 | 0 | 0 | 0 | 0 | 0 | 0 | 0 | 0 | 0 | 0 | 0 | 0 | 185356.2476 | 172467.5745 | 159578.9014 | 146690.2283 | 133801.5552 | 120912.8821 | 108024.2089 | 95135.5358 | 82246.8627 | 69358.1896 | 0 | 0 | 0 | 0 | 0 | 0 | 0 | 0 | 0 | 0 | 0 | 0 | 0 | 0 | 0 | 0
| Wood, commercial | 1537678.4662 | 1550431.0561 | 1.5377 | 154138.3914 | 1856.0175 | 1.3777 | 0% | 4% | 1.4% | 0.2149 | 0.32764 | 1.3777 | 4664.207 | 47.1762 | 10 | Delivered | 878 | 375 | 67307 | 35334 | 3.72 | 0.077 | 0.085 | 0.033 | 0.147 | 0.00106 | 33.0471 | 33.0471 | 33.0471 | 33.0471 | 33.0471 | 32.8882 | 32.8882 | 32.8882 | 32.8882 | 32.8882 | 0 | 0 | 0 | 0 | 0 | 0 | 0 | 0 | 0 | 0 | 0 | 0 | 0 | 0 | 0 | 0 | 154138.3914 | 154138.3914 | 154138.3914 | 154138.3914 | 154138.3914 | 153397.3018 | 153397.3018 | 153397.3018 | 153397.3018 | 153397.3018 | 0 | 0 | 0 | 0 | 0 | 0 | 0 | 0 | 0 | 0 | 0 | 0 | 0 | 0 | 0 | 0 | 155994.4089 | 155865.3514 | 155736.294 | 155607.2365 | 155478.1791 | 154608.0321 | 154478.9747 | 154349.9172 | 154220.8598 | 154091.8024 | 0 | 0 | 0 | 0 | 0 | 0 | 0 | 0 | 0 | 0 | 0 | 0 | 0 | 0 | 0 | 0
| Unknown, non-commercial | 3168296.7042 | 3181049.2942 | 3.1683 | 322195.1667 | 1856.0175 | 0 | 0% | 4% | 1.4% | 0.2149 | 0.32764 | 1.3777 | 4664.207 | 47.1762 | 10 | Unknown | 878 | 375 | 67307 | 35334 | 3.72 | 0.077 | 0.085 | 0.033 | 0.147 | 0.00106 | blended | blended | blended | blended | blended | blended | blended | blended | blended | blended | 0 | 0 | 0 | 0 | 0 | 0 | 0 | 0 | 0 | 0 | 0 | 0 | 0 | 0 | 0 | 0 | 322195.1667 | 321004.8752 | 319984.106 | 318963.3367 | 317884.1575 | 315755.4064 | 314734.6371 | 313713.8679 | 312693.0986 | 311368.0521 | 0 | 0 | 0 | 0 | 0 | 0 | 0 | 0 | 0 | 0 | 0 | 0 | 0 | 0 | 0 | 0 | 324051.1842 | 322731.8353 | 321582.0086 | 320432.1819 | 319223.9453 | 316966.1366 | 315816.31 | 314666.4833 | 313516.6566 | 312062.5526 | 0 | 0 | 0 | 0 | 0 | 0 | 0 | 0 | 0 | 0 | 0 | 0 | 0 | 0 | 0 | 0
New Construction | Oil | 1515948.7097 | 1545682.3337 | 1.5159 | 152081.1437 | 4327.4445 | 0.2149 | 0% | 4% | 1.4% | 0.2149 | 0.32764 | 1.3777 | 1817.505 | 109.9949 | 10 | Delivered | 855 | 375 | 40237 | 35334 | 4.45 | 0.056 | 0.085 | 0.11 | 0.41 | 0.00106 | 83.6758 | 83.6758 | 83.6758 | 83.6758 | 83.6758 | 83.1407 | 83.1407 | 83.1407 | 83.1407 | 83.1407 | 0 | 0 | 0 | 0 | 0 | 0 | 0 | 0 | 0 | 0 | 0 | 0 | 0 | 0 | 0 | 0 | 152081.1437 | 152081.1437 | 152081.1437 | 152081.1437 | 152081.1437 | 151108.5982 | 151108.5982 | 151108.5982 | 151108.5982 | 151108.5982 | 0 | 0 | 0 | 0 | 0 | 0 | 0 | 0 | 0 | 0 | 0 | 0 | 0 | 0 | 0 | 0 | 156408.5882 | 156107.6811 | 155806.774 | 155505.8668 | 155204.9597 | 153931.507 | 153630.5999 | 153329.6928 | 153028.7856 | 152727.8785 | 0 | 0 | 0 | 0 | 0 | 0 | 0 | 0 | 0 | 0 | 0 | 0 | 0 | 0 | 0 | 0
| Propane | 1343027.3977 | 1372761.0217 | 1.343 | 134751.1708 | 4327.4445 | 0.32764 | 0% | 4% | 1.4% | 0.2149 | 0.32764 | 1.3777 | 1817.505 | 109.9949 | 10 | Delivered | 855 | 375 | 40237 | 35334 | 4.45 | 0.056 | 0.085 | 0.11 | 0.41 | 0.00106 | 74.1407 | 73.9136 | 73.9136 | 73.9136 | 73.9048 | 73.9048 | 73.9048 | 73.9048 | 73.9048 | 73.5345 | 0 | 0 | 0 | 0 | 0 | 0 | 0 | 0 | 0 | 0 | 0 | 0 | 0 | 0 | 0 | 0 | 134751.1708 | 134338.3093 | 134338.3093 | 134338.3093 | 134322.3969 | 134322.3969 | 134322.3969 | 134322.3969 | 134322.3969 | 133649.3142 | 0 | 0 | 0 | 0 | 0 | 0 | 0 | 0 | 0 | 0 | 0 | 0 | 0 | 0 | 0 | 0 | 139078.6153 | 138364.8467 | 138063.9396 | 137763.0324 | 137446.2129 | 137145.3058 | 136844.3986 | 136543.4915 | 136242.5844 | 135268.5945 | 0 | 0 | 0 | 0 | 0 | 0 | 0 | 0 | 0 | 0 | 0 | 0 | 0 | 0 | 0 | 0
| Natural Gas | 1173898.9054 | 1203632.5294 | 1.1739 | 117451.0099 | 4327.4445 | 0 | 1.4% | 4% | 1.4% | 0.2149 | 0.32764 | 1.3777 | 1817.505 | 109.9949 | 10 | Natural Gas | 855 | 375 | 40237 | 35334 | 4.45 | 0.056 | 0.085 | 0.11 | 0.41 | 0.00106 | 63.7174 | 63.7174 | 63.7174 | 63.7174 | 63.7174 | 63.6511 | 63.6511 | 63.6511 | 63.6511 | 63.6511 | 0 | 0 | 0 | 0 | 0 | 0 | 0 | 0 | 0 | 0 | 0 | 0 | 0 | 0 | 0 | 0 | 117451.0099 | 117451.0099 | 117451.0099 | 117451.0099 | 117451.0099 | 117328.7711 | 117328.7711 | 117328.7711 | 117328.7711 | 117328.7711 | 0 | 0 | 0 | 0 | 0 | 0 | 0 | 0 | 0 | 0 | 0 | 0 | 0 | 0 | 0 | 0 | 121778.4544 | 121477.5473 | 121176.6402 | 120875.733 | 120574.8259 | 120151.68 | 119850.7728 | 119549.8657 | 119248.9586 | 118948.0514 | 0 | 0 | 0 | 0 | 0 | 0 | 0 | 0 | 0 | 0 | 0 | 0 | 0 | 0 | 0 | 0
| Electricity | 491304.5009 | 521038.1249 | 0.4913 | 71504.6699 | 4327.4445 | 0 | 4% | 4% | 1.4% | 0.2149 | 0.32764 | 1.3777 | 1817.505 | 109.9949 | 10 | Electricity | 855 | 375 | 40237 | 35334 | 4.45 | 0.056 | 0.085 | 0.11 | 0.41 | 0.00106 | 37.7685 | 35.1423 | 32.5161 | 29.8899 | 27.2636 | 24.6374 | 22.0112 | 19.385 | 16.7588 | 14.1326 | 0 | 0 | 0 | 0 | 0 | 0 | 0 | 0 | 0 | 0 | 0 | 0 | 0 | 0 | 0 | 0 | 71504.6699 | 66532.621 | 61560.5722 | 56588.5234 | 51616.4745 | 46644.4257 | 41672.3768 | 36700.328 | 31728.2791 | 26756.2303 | 0 | 0 | 0 | 0 | 0 | 0 | 0 | 0 | 0 | 0 | 0 | 0 | 0 | 0 | 0 | 0 | 75832.1144 | 70559.1584 | 65286.2024 | 60013.2465 | 54740.2905 | 49467.3345 | 44194.3785 | 38921.4225 | 33648.4666 | 28375.5106 | 0 | 0 | 0 | 0 | 0 | 0 | 0 | 0 | 0 | 0 | 0 | 0 | 0 | 0 | 0 | 0
| Wood, commercial | 599188.3007 | 628921.9247 | 0.59919 | 60063.2205 | 4327.4445 | 1.3777 | 0% | 4% | 1.4% | 0.2149 | 0.32764 | 1.3777 | 1817.505 | 109.9949 | 10 | Delivered | 855 | 375 | 40237 | 35334 | 4.45 | 0.056 | 0.085 | 0.11 | 0.41 | 0.00106 | 33.0471 | 33.0471 | 33.0471 | 33.0471 | 33.0471 | 32.8882 | 32.8882 | 32.8882 | 32.8882 | 32.8882 | 0 | 0 | 0 | 0 | 0 | 0 | 0 | 0 | 0 | 0 | 0 | 0 | 0 | 0 | 0 | 0 | 60063.2205 | 60063.2205 | 60063.2205 | 60063.2205 | 60063.2205 | 59774.4396 | 59774.4396 | 59774.4396 | 59774.4396 | 59774.4396 | 0 | 0 | 0 | 0 | 0 | 0 | 0 | 0 | 0 | 0 | 0 | 0 | 0 | 0 | 0 | 0 | 64390.665 | 64089.7579 | 63788.8508 | 63487.9436 | 63187.0365 | 62597.3484 | 62296.4413 | 61995.5342 | 61694.627 | 61393.7199 | 0 | 0 | 0 | 0 | 0 | 0 | 0 | 0 | 0 | 0 | 0 | 0 | 0 | 0 | 0 | 0
| Unknown, non-commercial | 1234592.5108 | 1264326.1348 | 1.2346 | 125550.028 | 4327.4445 | 0 | 0% | 4% | 1.4% | 0.2149 | 0.32764 | 1.3777 | 1817.505 | 109.9949 | 10 | Unknown | 855 | 375 | 40237 | 35334 | 4.45 | 0.056 | 0.085 | 0.11 | 0.41 | 0.00106 | blended | blended | blended | blended | blended | blended | blended | blended | blended | blended | 0 | 0 | 0 | 0 | 0 | 0 | 0 | 0 | 0 | 0 | 0 | 0 | 0 | 0 | 0 | 0 | 125550.028 | 125086.2062 | 124688.4423 | 124290.6784 | 123870.1539 | 123040.6418 | 122642.8779 | 122245.114 | 121847.3501 | 121331.0182 | 0 | 0 | 0 | 0 | 0 | 0 | 0 | 0 | 0 | 0 | 0 | 0 | 0 | 0 | 0 | 0 | 129877.4725 | 129112.7436 | 128414.0726 | 127715.4015 | 126993.9698 | 125863.5506 | 125164.8796 | 124466.2086 | 123767.5375 | 122950.2985 | 0 | 0 | 0 | 0 | 0 | 0 | 0 | 0 | 0 | 0 | 0 | 0 | 0 | 0 | 0 | 0
Table 92. Vermont Primary Heating Fuel Mix, Residential Buildings
| Heating Fuel | Single Family | Multifamily | Unknown
| Oil | 45% | 5% | 41%
| Propane | 17% | 5% | 16%
| Natural Gas | 23% | 66% | 27%
| Electricity | 6% | 23% | 8%
| Wood | 8% | 1% | 7%

## RE_HVAC_AWHS
Characterization: | RE_HVAC_AWHS
Residential Advanced Wood Heating - Pellet and Cordwood Stoves
Assumptions:
▪ Certified efficiency of new stove:
▪ Pellet stove: 77%
▪ Cordwood stove: 75%
▪ Existing stove efficiency is 52%
Should we be assuming the fossil fuel capacities or some blend of HP and electric resistance?
helper row
[5 empty] | 2025 First Year Savings | Affected Fuel Adders |  | Mixed Baseline Scenario Adders | [12 empty] | Lifecycle Carbon Intensity - With Adder (gCO2e/MJ) | [25 empty] | Lifetime CO2e Reductions, Total [g]
New Stove Type | Fuel | Lifetime CO2e Reductions, Thermal Sector [g] | Lifetime CO2e Reductions, Total [g] | Lifetime Credits | ΔCO2e | CI' | TDL | TDLelec | TDLng | CI' oil | CI' prop | CI' wood | Ehl [MJ] | Measure Life | Btuh | %Stove | EFLH | ηeff | ηbase | MJ/BTU | 2025 | 2026 | 2027 | 2028 | 2029 | 2030 | 2031 | 2032 | 2033 | 2034 | 2035 | 2036 | 2037 | 2038 | 2039 | 2040 | 2041 | 2042 | 2043 | 2044 | 2045 | 2046 | 2047 | 2048 | 2049 | 2050 | 2025 | 2026 | 2027 | 2028 | 2029 | 2030 | 2031 | 2032 | 2033 | 2034 | 2035 | 2036 | 2037 | 2038 | 2039 | 2040 | 2041 | 2042 | 2043 | 2044 | 2045 | 2046 | 2047 | 2048 | 2049 | 2050
Pellet | Wood Pellets | 54194667.3695 | 54194667.3695 | 54.1947 | 3118912.8658 | 1.9568 | 0% | 4% | 1.4% | 0.2149 | 0.32764 | 1.9568 | 86961.9251 | 18 | 91562 | 64% | 1400 | 77% | 52% | 0.00106 | 57.4418 | 57.4418 | 55.4773 | 55.4773 | 55.4773 | 55.4773 | 55.4773 | 55.1452 | 55.1452 | 55.1452 | 55.1452 | 55.1452 | 55.0384 | 55.0384 | 55.0384 | 55.0384 | 55.0384 | 54.9291 | 0 | 0 | 0 | 0 | 0 | 0 | 0 | 0 | 3118912.8658 | 3118912.8658 | 3012243.6116 | 3012243.6116 | 3012243.6116 | 3012243.6116 | 3012243.6116 | 2994212.3792 | 2994212.3792 | 2994212.3792 | 2994212.3792 | 2994212.3792 | 2988415.7676 | 2988415.7676 | 2988415.7676 | 2988415.7676 | 2988415.7676 | 2982482.8462 | 0 | 0 | 0 | 0 | 0 | 0 | 0 | 0
Cordwood | Firewood, commercial | 30525373.0992 | 30525373.0992 | 30.5254 | 1701824.0855 | 0.79856 | 0% | 4% | 1.4% | 0.2149 | 0.32764 | 0.79856 | 88320.7052 | 18 | 91562 | 65% | 1400 | 75% | 52% | 0.00106 | 32.673 | 32.673 | 32.5844 | 32.5844 | 32.5844 | 32.5844 | 32.5844 | 32.5262 | 32.5262 | 32.5262 | 32.5262 | 32.5262 | 32.5254 | 32.5254 | 32.5254 | 32.5254 | 32.5254 | 32.5246 | 0 | 0 | 0 | 0 | 0 | 0 | 0 | 0 | 1701824.0855 | 1701824.0855 | 1697208.3051 | 1697208.3051 | 1697208.3051 | 1697208.3051 | 1697208.3051 | 1694179.5925 | 1694179.5925 | 1694179.5925 | 1694179.5925 | 1694179.5925 | 1694138.0015 | 1694138.0015 | 1694138.0015 | 1694138.0015 | 1694138.0015 | 1694095.4324 | 0 | 0 | 0 | 0 | 0 | 0 | 0 | 0

## RE_HVAC_HPDF
Characterization: | RE_HVAC_HPDF
Residential ASHP - Ducted, Full Displacement
Assumptions:
▪ Heat pump meets NEEP minimum efficiency standards
▪ Existing A/C presence is unknown
helper row
[5 empty] | 2025 First Year Savings |  |  | Affected Fuel Adders |  | Mixed Baseline Scenario Adders | [20 empty] | Affected Fuel Lifecycle Carbon Intensity - With Adder (gCO2e/MJ) | [25 empty] | Lifetime CO2e Reductions per TonR [g CO2e/tonR], Thermal Sector | [25 empty] | Lifetime CO2e Reductions per TonR [g CO2e/tonR], Total
Building Type | Existing heating fuel | Lifetime CO2e Reductions per TonR [g CO2e/tonR], Thermal Sector | Lifetime CO2e Reductions per TonR [g CO2e/tonR], Total | Lifetime Credits per TonR | ΔCO2e | ΔCO2edirect | ΔCO2eHPcool | TDL | CI' | TDLelec | TDLng | CI' prop | CI' oil | CI' wood | ΔEbaseheat [MJ] | EHPheat | Ehl [MJ] | ΔEcool [MJ] | Measure Life | HCAP47F [btuh] | EFLHheat | HSPF2 | ηheat | SEER2 | CCAP [btuh] | EFLHcool | %Cool | Btu per Watt-hour | MJ/Wh | MJ/BTU | 2025 | 2026 | 2027 | 2028 | 2029 | 2030 | 2031 | 2032 | 2033 | 2034 | 2035 | 2036 | 2037 | 2038 | 2039 | 2040 | 2041 | 2042 | 2043 | 2044 | 2045 | 2046 | 2047 | 2048 | 2049 | 2050 | 2025 | 2026 | 2027 | 2028 | 2029 | 2030 | 2031 | 2032 | 2033 | 2034 | 2035 | 2036 | 2037 | 2038 | 2039 | 2040 | 2041 | 2042 | 2043 | 2044 | 2045 | 2046 | 2047 | 2048 | 2049 | 2050 | 2025 | 2026 | 2027 | 2028 | 2029 | 2030 | 2031 | 2032 | 2033 | 2034 | 2035 | 2036 | 2037 | 2038 | 2039 | 2040 | 2041 | 2042 | 2043 | 2044 | 2045 | 2046 | 2047 | 2048 | 2049 | 2050
Single Family | Natural Gas | 25831997.5799 | 25621086.5218 | 25.832 | 1398533.0488 | 1422778.8576 | -24245.8088 | 1.4% | 0 | 4% | 1.4% | 0.32764 | 0.2149 | 1.3777 | 28567.6235 | 10759.9769 | 24282.48 | -616.2797 | 16 | 12000 | 1909 | 7.7 | 0.85 | 14.3 | 12000 | 240 | 15% | 3.412 | 0.0036 | 0.00106 | 63.7174 | 63.7174 | 63.7174 | 63.7174 | 63.7174 | 63.6511 | 63.6511 | 63.6511 | 63.6511 | 63.6511 | 63.6399 | 63.6399 | 63.6399 | 63.6399 | 63.6399 | 63.6363 | 0 | 0 | 0 | 0 | 0 | 0 | 0 | 0 | 0 | 0 | 1422778.8576 | 1452214.3372 | 1481649.8168 | 1511085.2964 | 1540520.776 | 1568034.9011 | 1597470.3807 | 1626905.8603 | 1656341.3399 | 1685776.8196 | 1714887.2388 | 1714887.2388 | 1714887.2388 | 1714887.2388 | 1714887.2388 | 1714783.0002 | 0 | 0 | 0 | 0 | 0 | 0 | 0 | 0 | 0 | 0 | 1398533.0488 | 1429654.4511 | 1460775.8534 | 1491897.2557 | 1523018.658 | 1552218.7058 | 1583340.1081 | 1614461.5104 | 1645582.9127 | 1676704.315 | 1707500.657 | 1707500.657 | 1707500.657 | 1707500.657 | 1707500.657 | 1707396.4183 | 0 | 0 | 0 | 0 | 0 | 0 | 0 | 0 | 0 | 0
| Propane | 30840198.2744 | 30629287.2163 | 30.8402 | 1721494.4869 | 1745740.2957 | -24245.8088 | 0% | 0.32764 | 4% | 1.4% | 0.32764 | 0.2149 | 1.3777 | 29256 | 10759.9769 | 24282.48 | -616.2797 | 16 | 12000 | 1909 | 7.7 | 0.83 | 14.3 | 12000 | 240 | 15% | 3.412 | 0.0036 | 0.00106 | 74.1407 | 73.9136 | 73.9136 | 73.9136 | 73.9048 | 73.9048 | 73.9048 | 73.9048 | 73.9048 | 73.5345 | 73.5345 | 73.5345 | 73.5345 | 73.5345 | 73.4701 | 73.4701 | 0 | 0 | 0 | 0 | 0 | 0 | 0 | 0 | 0 | 0 | 1745740.2957 | 1768530.0297 | 1797965.5093 | 1827400.9889 | 1856580.3303 | 1886015.8099 | 1915451.2895 | 1944886.7691 | 1974322.2488 | 1992923.2551 | 2022358.7347 | 2022358.7347 | 2022358.7347 | 2022358.7347 | 2020473.4046 | 2020473.4046 | 0 | 0 | 0 | 0 | 0 | 0 | 0 | 0 | 0 | 0 | 1721494.4869 | 1745970.1435 | 1777091.5459 | 1808212.9482 | 1839078.2123 | 1870199.6146 | 1901321.0169 | 1932442.4192 | 1963563.8215 | 1983850.7505 | 2014972.1528 | 2014972.1528 | 2014972.1528 | 2014972.1528 | 2013086.8228 | 2013086.8228 | 0 | 0 | 0 | 0 | 0 | 0 | 0 | 0 | 0 | 0
| Oil | 34833176.6114 | 34622265.5533 | 34.8332 | 1971308.3833 | 1995554.1921 | -24245.8088 | 0% | 0.2149 | 4% | 1.4% | 0.32764 | 0.2149 | 1.3777 | 28907.7143 | 10759.9769 | 24282.48 | -616.2797 | 16 | 12000 | 1909 | 7.7 | 0.84 | 14.3 | 12000 | 240 | 15% | 3.412 | 0.0036 | 0.00106 | 83.6758 | 83.6758 | 83.6758 | 83.6758 | 83.6758 | 83.1407 | 83.1407 | 83.1407 | 83.1407 | 83.1407 | 83.0516 | 83.0516 | 83.0516 | 83.0516 | 83.0516 | 83.0236 | 0 | 0 | 0 | 0 | 0 | 0 | 0 | 0 | 0 | 0 | 1995554.1921 | 2024989.6718 | 2054425.1514 | 2083860.631 | 2113296.1106 | 2127263.0945 | 2156698.5741 | 2186134.0537 | 2215569.5334 | 2245005.013 | 2271864.7406 | 2271864.7406 | 2271864.7406 | 2271864.7406 | 2271864.7406 | 2271056.8828 | 0 | 0 | 0 | 0 | 0 | 0 | 0 | 0 | 0 | 0 | 1971308.3833 | 2002429.7856 | 2033551.188 | 2064672.5903 | 2095793.9926 | 2111446.8992 | 2142568.3015 | 2173689.7038 | 2204811.1061 | 2235932.5084 | 2264478.1587 | 2264478.1587 | 2264478.1587 | 2264478.1587 | 2264478.1587 | 2263670.3009 | 0 | 0 | 0 | 0 | 0 | 0 | 0 | 0 | 0 | 0
| Unknown, commercial | 28434354.738 | 28223443.6799 | 28.4344 | 1573881.114 | 1598126.9228 | -24245.8088 | 0% | 0 | 4% | 1.4% | 0.32764 | 0.2149 | 1.3777 | blended | 10759.9769 | 24282.48 | -616.2797 | 16 | 12000 | 1909 | 7.7 | blended | 14.3 | 12000 | 240 | 15% | 3.412 | 0.0036 | 0.00106 | blended | blended | blended | blended | blended | blended | blended | blended | blended | blended | blended | blended | blended | blended | blended | blended | blended | blended | blended | blended | blended | blended | blended | blended | blended | blended | 1602388.8246 | 1629112.9024 | 1656966.757 | 1684820.6116 | 1712630.9227 | 1732499.6713 | 1760353.5259 | 1788207.3805 | 1816061.2351 | 1842073.2292 | 1868379.938 | 1868379.938 | 1868379.938 | 1868379.938 | 1868059.4319 | 1867660.4937 | 0 | 0 | 0 | 0 | 0 | 0 | 0 | 0 | 0 | 0 | 1578143.0158 | 1606553.0163 | 1636092.7936 | 1665632.5709 | 1695128.8047 | 1716683.476 | 1746223.2532 | 1775763.0305 | 1805302.8078 | 1833000.7246 | 1860993.3561 | 1860993.3561 | 1860993.3561 | 1860993.3561 | 1860672.85 | 1860273.9118 | 0 | 0 | 0 | 0 | 0 | 0 | 0 | 0 | 0 | 0
Multifamily | Natural Gas | 25831997.5799 | 25613642.6021 | 25.832 | 1397677.3143 | 1422778.8576 | -25101.5432 | 1.4% | 0 | 4% | 1.4% | 0.32764 | 0.2149 | 1.3777 | 28567.6235 | 10759.9769 | 24282.48 | -638.0308 | 16 | 12000 | 1909 | 7.7 | 0.85 | 14.3 | 12000 | 240 | 12% | 3.412 | 0.0036 | 0.00106 | 63.7174 | 63.7174 | 63.7174 | 63.7174 | 63.7174 | 63.6511 | 63.6511 | 63.6511 | 63.6511 | 63.6511 | 63.6399 | 63.6399 | 63.6399 | 63.6399 | 63.6399 | 63.6363 | 0 | 0 | 0 | 0 | 0 | 0 | 0 | 0 | 0 | 0 | 1422778.8576 | 1452214.3372 | 1481649.8168 | 1511085.2964 | 1540520.776 | 1568034.9011 | 1597470.3807 | 1626905.8603 | 1656341.3399 | 1685776.8196 | 1714887.2388 | 1714887.2388 | 1714887.2388 | 1714887.2388 | 1714887.2388 | 1714783.0002 | 0 | 0 | 0 | 0 | 0 | 0 | 0 | 0 | 0 | 0 | 1397677.3143 | 1428858.2198 | 1460039.1253 | 1491220.0307 | 1522400.9362 | 1551660.4871 | 1582841.3926 | 1614022.298 | 1645203.2035 | 1676384.1089 | 1707239.9541 | 1707239.9541 | 1707239.9541 | 1707239.9541 | 1707239.9541 | 1707135.7155 | 0 | 0 | 0 | 0 | 0 | 0 | 0 | 0 | 0 | 0
| Propane | 30840198.2744 | 30621843.2966 | 30.8402 | 1720638.7525 | 1745740.2957 | -25101.5432 | 0% | 0.32764 | 4% | 1.4% | 0.32764 | 0.2149 | 1.3777 | 29256 | 10759.9769 | 24282.48 | -638.0308 | 16 | 12000 | 1909 | 7.7 | 0.83 | 14.3 | 12000 | 240 | 12% | 3.412 | 0.0036 | 0.00106 | 74.1407 | 73.9136 | 73.9136 | 73.9136 | 73.9048 | 73.9048 | 73.9048 | 73.9048 | 73.9048 | 73.5345 | 73.5345 | 73.5345 | 73.5345 | 73.5345 | 73.4701 | 73.4701 | 0 | 0 | 0 | 0 | 0 | 0 | 0 | 0 | 0 | 0 | 1745740.2957 | 1768530.0297 | 1797965.5093 | 1827400.9889 | 1856580.3303 | 1886015.8099 | 1915451.2895 | 1944886.7691 | 1974322.2488 | 1992923.2551 | 2022358.7347 | 2022358.7347 | 2022358.7347 | 2022358.7347 | 2020473.4046 | 2020473.4046 | 0 | 0 | 0 | 0 | 0 | 0 | 0 | 0 | 0 | 0 | 1720638.7525 | 1745173.9123 | 1776354.8177 | 1807535.7232 | 1838460.4904 | 1869641.3959 | 1900822.3014 | 1932003.2068 | 1963184.1123 | 1983530.5445 | 2014711.4499 | 2014711.4499 | 2014711.4499 | 2014711.4499 | 2012826.1199 | 2012826.1199 | 0 | 0 | 0 | 0 | 0 | 0 | 0 | 0 | 0 | 0
| Oil | 34833176.6114 | 34614821.6336 | 34.8332 | 1970452.6489 | 1995554.1921 | -25101.5432 | 0% | 0.2149 | 4% | 1.4% | 0.32764 | 0.2149 | 1.3777 | 28907.7143 | 10759.9769 | 24282.48 | -638.0308 | 16 | 12000 | 1909 | 7.7 | 0.84 | 14.3 | 12000 | 240 | 12% | 3.412 | 0.0036 | 0.00106 | 83.6758 | 83.6758 | 83.6758 | 83.6758 | 83.6758 | 83.1407 | 83.1407 | 83.1407 | 83.1407 | 83.1407 | 83.0516 | 83.0516 | 83.0516 | 83.0516 | 83.0516 | 83.0236 | 0 | 0 | 0 | 0 | 0 | 0 | 0 | 0 | 0 | 0 | 1995554.1921 | 2024989.6718 | 2054425.1514 | 2083860.631 | 2113296.1106 | 2127263.0945 | 2156698.5741 | 2186134.0537 | 2215569.5334 | 2245005.013 | 2271864.7406 | 2271864.7406 | 2271864.7406 | 2271864.7406 | 2271864.7406 | 2271056.8828 | 0 | 0 | 0 | 0 | 0 | 0 | 0 | 0 | 0 | 0 | 1970452.6489 | 2001633.5544 | 2032814.4598 | 2063995.3653 | 2095176.2708 | 2110888.6805 | 2142069.586 | 2173250.4914 | 2204431.3969 | 2235612.3024 | 2264217.4558 | 2264217.4558 | 2264217.4558 | 2264217.4558 | 2264217.4558 | 2263409.598 | 0 | 0 | 0 | 0 | 0 | 0 | 0 | 0 | 0 | 0
| Unknown, commercial | 28434354.738 | 28215999.7602 | 28.4344 | 1101200.722 | 1126302.2652 | -25101.5432 | 0% | 0 | 4% | 1.4% | 0.32764 | 0.2149 | 1.3777 | blended | 10759.9769 | 24282.48 | -638.0308 | 16 | 12000 | 1909 | 7.7 | blended | 14.3 | 12000 | 240 | 12% | 3.412 | 0.0036 | 0.00106 | blended | blended | blended | blended | blended | blended | blended | blended | blended | blended | blended | blended | blended | blended | blended | blended | blended | blended | blended | blended | blended | blended | blended | blended | blended | blended | 1602388.8246 | 1629112.9024 | 1656966.757 | 1684820.6116 | 1712630.9227 | 1732499.6713 | 1760353.5259 | 1788207.3805 | 1816061.2351 | 1842073.2292 | 1868379.938 | 1868379.938 | 1868379.938 | 1868379.938 | 1868059.4319 | 1867660.4937 | 0 | 0 | 0 | 0 | 0 | 0 | 0 | 0 | 0 | 0 | 1577287.2814 | 1605756.7851 | 1635356.0655 | 1664955.3459 | 1694511.0829 | 1716125.2573 | 1745724.5377 | 1775323.8182 | 1804923.0986 | 1832680.5186 | 1860732.6532 | 1860732.6532 | 1860732.6532 | 1860732.6532 | 1860412.1471 | 1860013.2089 | 0 | 0 | 0 | 0 | 0 | 0 | 0 | 0 | 0 | 0
Unknown | Natural Gas | 25831997.5799 | 25620342.1299 | 25.832 | 1398447.4753 | 1422778.8576 | -24331.3822 | 1.4% | 0 | 4% | 1.4% | 0.32764 | 0.2149 | 1.3777 | 28567.6235 | 10759.9769 | 24282.48 | -618.4548 | 16 | 12000 | 1909 | 7.7 | 0.85 | 14.3 | 12000 | 240 | 14.7% | 3.412 | 0.0036 | 0.00106 | 63.7174 | 63.7174 | 63.7174 | 63.7174 | 63.7174 | 63.6511 | 63.6511 | 63.6511 | 63.6511 | 63.6511 | 63.6399 | 63.6399 | 63.6399 | 63.6399 | 63.6399 | 63.6363 | 0 | 0 | 0 | 0 | 0 | 0 | 0 | 0 | 0 | 0 | 1422778.8576 | 1452214.3372 | 1481649.8168 | 1511085.2964 | 1540520.776 | 1568034.9011 | 1597470.3807 | 1626905.8603 | 1656341.3399 | 1685776.8196 | 1714887.2388 | 1714887.2388 | 1714887.2388 | 1714887.2388 | 1714887.2388 | 1714783.0002 | 0 | 0 | 0 | 0 | 0 | 0 | 0 | 0 | 0 | 0 | 1398447.4753 | 1429574.8279 | 1460702.1806 | 1491829.5332 | 1522956.8858 | 1552162.8839 | 1583290.2365 | 1614417.5891 | 1645544.9418 | 1676672.2944 | 1707474.5867 | 1707474.5867 | 1707474.5867 | 1707474.5867 | 1707474.5867 | 1707370.3481 | 0 | 0 | 0 | 0 | 0 | 0 | 0 | 0 | 0 | 0
| Propane | 30840198.2744 | 30628542.8243 | 30.8402 | 1721408.9135 | 1745740.2957 | -24331.3822 | 0% | 0.32764 | 4% | 1.4% | 0.32764 | 0.2149 | 1.3777 | 29256 | 10759.9769 | 24282.48 | -618.4548 | 16 | 12000 | 1909 | 7.7 | 0.83 | 14.3 | 12000 | 240 | 14.7% | 3.412 | 0.0036 | 0.00106 | 74.1407 | 73.9136 | 73.9136 | 73.9136 | 73.9048 | 73.9048 | 73.9048 | 73.9048 | 73.9048 | 73.5345 | 73.5345 | 73.5345 | 73.5345 | 73.5345 | 73.4701 | 73.4701 | 0 | 0 | 0 | 0 | 0 | 0 | 0 | 0 | 0 | 0 | 1745740.2957 | 1768530.0297 | 1797965.5093 | 1827400.9889 | 1856580.3303 | 1886015.8099 | 1915451.2895 | 1944886.7691 | 1974322.2488 | 1992923.2551 | 2022358.7347 | 2022358.7347 | 2022358.7347 | 2022358.7347 | 2020473.4046 | 2020473.4046 | 0 | 0 | 0 | 0 | 0 | 0 | 0 | 0 | 0 | 0 | 1721408.9135 | 1745890.5204 | 1777017.873 | 1808145.2257 | 1839016.4401 | 1870143.7927 | 1901271.1453 | 1932398.498 | 1963525.8506 | 1983818.7299 | 2014946.0825 | 2014946.0825 | 2014946.0825 | 2014946.0825 | 2013060.7525 | 2013060.7525 | 0 | 0 | 0 | 0 | 0 | 0 | 0 | 0 | 0 | 0
| Oil | 34833176.6114 | 34621521.1613 | 34.8332 | 1971222.8099 | 1995554.1921 | -24331.3822 | 0% | 0.2149 | 4% | 1.4% | 0.32764 | 0.2149 | 1.3777 | 28907.7143 | 10759.9769 | 24282.48 | -618.4548 | 16 | 12000 | 1909 | 7.7 | 0.84 | 14.3 | 12000 | 240 | 14.7% | 3.412 | 0.0036 | 0.00106 | 83.6758 | 83.6758 | 83.6758 | 83.6758 | 83.6758 | 83.1407 | 83.1407 | 83.1407 | 83.1407 | 83.1407 | 83.0516 | 83.0516 | 83.0516 | 83.0516 | 83.0516 | 83.0236 | 0 | 0 | 0 | 0 | 0 | 0 | 0 | 0 | 0 | 0 | 1995554.1921 | 2024989.6718 | 2054425.1514 | 2083860.631 | 2113296.1106 | 2127263.0945 | 2156698.5741 | 2186134.0537 | 2215569.5334 | 2245005.013 | 2271864.7406 | 2271864.7406 | 2271864.7406 | 2271864.7406 | 2271864.7406 | 2271056.8828 | 0 | 0 | 0 | 0 | 0 | 0 | 0 | 0 | 0 | 0 | 1971222.8099 | 2002350.1625 | 2033477.5151 | 2064604.8678 | 2095732.2204 | 2111391.0773 | 2142518.4299 | 2173645.7826 | 2204773.1352 | 2235900.4878 | 2264452.0884 | 2264452.0884 | 2264452.0884 | 2264452.0884 | 2264452.0884 | 2263644.2306 | 0 | 0 | 0 | 0 | 0 | 0 | 0 | 0 | 0 | 0
| Unknown, commercial | 28434354.738 | 28222699.2879 | 28.4344 | 1522167.7581 | 1546499.1404 | -24331.3822 | 0% | 0 | 4% | 1.4% | 0.32764 | 0.2149 | 1.3777 | blended | 10759.9769 | 24282.48 | -618.4548 | 16 | 12000 | 1909 | 7.7 | blended | 14.3 | 12000 | 240 | 14.7% | 3.412 | 0.0036 | 0.00106 | blended | blended | blended | blended | blended | blended | blended | blended | blended | blended | blended | blended | blended | blended | blended | blended | blended | blended | blended | blended | blended | blended | blended | blended | blended | blended | 1602388.8246 | 1629112.9024 | 1656966.757 | 1684820.6116 | 1712630.9227 | 1732499.6713 | 1760353.5259 | 1788207.3805 | 1816061.2351 | 1842073.2292 | 1868379.938 | 1868379.938 | 1868379.938 | 1868379.938 | 1868059.4319 | 1867660.4937 | 0 | 0 | 0 | 0 | 0 | 0 | 0 | 0 | 0 | 0 | 1578057.4424 | 1606473.3932 | 1636019.1208 | 1665564.8484 | 1695067.0325 | 1716627.6541 | 1746173.3817 | 1775719.1093 | 1805264.8369 | 1832968.704 | 1860967.2858 | 1860967.2858 | 1860967.2858 | 1860967.2858 | 1860646.7797 | 1860247.8415 | 0 | 0 | 0 | 0 | 0 | 0 | 0 | 0 | 0 | 0
Table 103. Vermont Primary Heating Fuel Mix and Average Heating Efficiency, Residential Buildings
[19 empty] | Heating Fuel | Single Family | Multifamily | Unknown | Average Heating Efficiency (ηave)
[19 empty] | Oil | 45% | 5% | 41% | 0.84
[19 empty] | Propane | 17% | 5% | 16% | 0.83
[19 empty] | Natural Gas | 23% | 66% | 27% | 0.85
[19 empty] | Electricity | 6% | 23% | 8% | 2.52
[19 empty] | Wood | 8% | 1% | 7% | 0.53

## RE_HVAC_HPDP
Characterization: | RE_HVAC_HPDP
Residential ASHP - Ducted, Partial Displacement
Assumptions:
▪ Heat pump meets ENERGY STAR minimum efficiency standards for split system heat pumps
▪ Existing A/C presence is unknown
helper row
[5 empty] | 2025 First Year Savings |  |  | Affected Fuel Adders |  | Mixed Baseline Scenario Adders | [21 empty] | Affected Fuel Lifecycle Carbon Intensity - With Adder (gCO2e/MJ) | [25 empty] | Lifetime CO2e Reductions per TonR [g CO2e/tonR], Thermal Sector | [25 empty] | Lifetime CO2e Reductions per TonR [g CO2e/tonR], Total
Building Type | Existing heating fuel | Lifetime CO2e Reductions per TonR [g CO2e/tonR], Thermal Sector | Lifetime CO2e Reductions per TonR [g CO2e/tonR], Total | Lifetime Credits per TonR | ΔCO2e | ΔCO2edirect | ΔCO2eHPcool | TDL | CI' | TDLelec | TDLng | CI' prop | CI' oil | CI' wood | ΔEbaseheat [MJ] | EHPheat | Ehl [MJ] | ΔEcool [MJ] | Measure Life | HF | HCAP47F [btuh] | EFLHheat | HSPF2 | ηheat | SEER2 | CCAP [btuh] | EFLHcool | %Cool | Btu per Watt-hour | MJ/Wh | MJ/BTU | 2025 | 2026 | 2027 | 2028 | 2029 | 2030 | 2031 | 2032 | 2033 | 2034 | 2035 | 2036 | 2037 | 2038 | 2039 | 2040 | 2041 | 2042 | 2043 | 2044 | 2045 | 2046 | 2047 | 2048 | 2049 | 2050 | 2025 | 2026 | 2027 | 2028 | 2029 | 2030 | 2031 | 2032 | 2033 | 2034 | 2035 | 2036 | 2037 | 2038 | 2039 | 2040 | 2041 | 2042 | 2043 | 2044 | 2045 | 2046 | 2047 | 2048 | 2049 | 2050 | 2025 | 2026 | 2027 | 2028 | 2029 | 2030 | 2031 | 2032 | 2033 | 2034 | 2035 | 2036 | 2037 | 2038 | 2039 | 2040 | 2041 | 2042 | 2043 | 2044 | 2045 | 2046 | 2047 | 2048 | 2049 | 2050
Single Family | Natural Gas | 8798930.7327 | 8600507.8293 | 8.7989 | 462779.8566 | 485590.0583 | -22810.2017 | 1.4% | 0 | 4% | 1.4% | 0.32764 | 0.2149 | 1.3777 | 9712.992 | 3611.4897 | 8256.0432 | -579.7895 | 16 | 34% | 12000 | 1909 | 7.8 | 0.85 | 15.2 | 12000 | 240 | 15% | 3.412 | 0.0036 | 0.00106 | 63.7174 | 63.7174 | 63.7174 | 63.7174 | 63.7174 | 63.6511 | 63.6511 | 63.6511 | 63.6511 | 63.6511 | 63.6399 | 63.6399 | 63.6399 | 63.6399 | 63.6399 | 63.6363 | 0 | 0 | 0 | 0 | 0 | 0 | 0 | 0 | 0 | 0 | 485590.0583 | 495469.8129 | 505349.5675 | 515229.322 | 525109.0766 | 534335.5706 | 544215.3252 | 554095.0798 | 563974.8343 | 573854.5889 | 583623.8229 | 583623.8229 | 583623.8229 | 583623.8229 | 583623.8229 | 583588.3818 | 0 | 0 | 0 | 0 | 0 | 0 | 0 | 0 | 0 | 0 | 462779.8566 | 474245.7095 | 485711.5624 | 497177.4153 | 508643.2682 | 519455.8605 | 530921.7134 | 542387.5663 | 553853.4192 | 565319.2721 | 576674.6045 | 576674.6045 | 576674.6045 | 576674.6045 | 576674.6045 | 576639.1633 | 0 | 0 | 0 | 0 | 0 | 0 | 0 | 0 | 0 | 0
| Propane | 10501718.9688 | 10303296.0655 | 10.5017 | 572586.7456 | 595396.9473 | -22810.2017 | 0% | 0.32764 | 4% | 1.4% | 0.32764 | 0.2149 | 1.3777 | 9947.04 | 3611.4897 | 8256.0432 | -579.7895 | 16 | 34% | 12000 | 1909 | 7.8 | 0.83 | 15.2 | 12000 | 240 | 15% | 3.412 | 0.0036 | 0.00106 | 74.1407 | 73.9136 | 73.9136 | 73.9136 | 73.9048 | 73.9048 | 73.9048 | 73.9048 | 73.9048 | 73.5345 | 73.5345 | 73.5345 | 73.5345 | 73.5345 | 73.4701 | 73.4701 | 0 | 0 | 0 | 0 | 0 | 0 | 0 | 0 | 0 | 0 | 595396.9473 | 603017.1483 | 612896.9029 | 622776.6575 | 632569.3251 | 642449.0796 | 652328.8342 | 662208.5888 | 672088.3433 | 678284.377 | 688164.1316 | 688164.1316 | 688164.1316 | 688164.1316 | 687523.1193 | 687523.1193 | 0 | 0 | 0 | 0 | 0 | 0 | 0 | 0 | 0 | 0 | 572586.7456 | 581793.045 | 593258.8979 | 604724.7507 | 616103.5166 | 627569.3695 | 639035.2224 | 650501.0753 | 661966.9282 | 669749.0602 | 681214.9131 | 681214.9131 | 681214.9131 | 681214.9131 | 680573.9009 | 680573.9009 | 0 | 0 | 0 | 0 | 0 | 0 | 0 | 0 | 0 | 0
| Oil | 11859331.6034 | 11660908.7 | 11.8593 | 657523.4704 | 680333.6721 | -22810.2017 | 0% | 0.2149 | 4% | 1.4% | 0.32764 | 0.2149 | 1.3777 | 9828.6229 | 3611.4897 | 8256.0432 | -579.7895 | 16 | 34% | 12000 | 1909 | 7.8 | 0.84 | 15.2 | 12000 | 240 | 15% | 3.412 | 0.0036 | 0.00106 | 83.6758 | 83.6758 | 83.6758 | 83.6758 | 83.6758 | 83.1407 | 83.1407 | 83.1407 | 83.1407 | 83.1407 | 83.0516 | 83.0516 | 83.0516 | 83.0516 | 83.0516 | 83.0236 | 0 | 0 | 0 | 0 | 0 | 0 | 0 | 0 | 0 | 0 | 680333.6721 | 690213.4267 | 700093.1812 | 709972.9358 | 719852.6904 | 724473.1564 | 734352.911 | 744232.6655 | 754112.4201 | 763992.1747 | 772996.1736 | 772996.1736 | 772996.1736 | 772996.1736 | 772996.1736 | 772721.5019 | 0 | 0 | 0 | 0 | 0 | 0 | 0 | 0 | 0 | 0 | 657523.4704 | 668989.3233 | 680455.1762 | 691921.0291 | 703386.8819 | 709593.4463 | 721059.2992 | 732525.1521 | 743991.005 | 755456.8579 | 766046.9551 | 766046.9551 | 766046.9551 | 766046.9551 | 766046.9551 | 765772.2834 | 0 | 0 | 0 | 0 | 0 | 0 | 0 | 0 | 0 | 0
| Unknown, commercial | 9683732.1664 | 9485309.2631 | 9.6837 | 522398.1988 | 545208.4005 | -22810.2017 | 0% | 0 | 4% | 1.4% | 0.32764 | 0.2149 | 1.3777 | blended | 3611.4897 | 8256.0432 | -579.7895 | 16 | 34% | 12000 | 1909 | 7.8 | blended | 15.2 | 12000 | 240 | 15% | 3.412 | 0.0036 | 0.00106 | blended | blended | blended | blended | blended | blended | blended | blended | blended | blended | blended | blended | blended | blended | blended | blended | blended | blended | blended | blended | blended | blended | blended | blended | blended | blended | 546657.4471 | 555615.3251 | 564957.3271 | 574299.3292 | 583626.5265 | 590253.5925 | 599595.5946 | 608937.5966 | 618279.5987 | 626995.3682 | 635811.3407 | 635811.3407 | 635811.3407 | 635811.3407 | 635702.3686 | 635566.7296 | 0 | 0 | 0 | 0 | 0 | 0 | 0 | 0 | 0 | 0 | 523847.2454 | 534391.2217 | 545319.3221 | 556247.4225 | 567160.7181 | 575373.8824 | 586301.9828 | 597230.0832 | 608158.1836 | 618460.0514 | 628862.1222 | 628862.1222 | 628862.1222 | 628862.1222 | 628753.1501 | 628617.5111 | 0 | 0 | 0 | 0 | 0 | 0 | 0 | 0 | 0 | 0
Multifamily | Natural Gas | 8798930.7327 | 8593504.668 | 8.7989 | 461974.7907 | 485590.0583 | -23615.2676 | 1.4% | 0 | 4% | 1.4% | 0.32764 | 0.2149 | 1.3777 | 9712.992 | 3611.4897 | 8256.0432 | -600.2526 | 16 | 34% | 12000 | 1909 | 7.8 | 0.85 | 15.2 | 12000 | 240 | 12% | 3.412 | 0.0036 | 0.00106 | 63.7174 | 63.7174 | 63.7174 | 63.7174 | 63.7174 | 63.6511 | 63.6511 | 63.6511 | 63.6511 | 63.6511 | 63.6399 | 63.6399 | 63.6399 | 63.6399 | 63.6399 | 63.6363 | 0 | 0 | 0 | 0 | 0 | 0 | 0 | 0 | 0 | 0 | 485590.0583 | 495469.8129 | 505349.5675 | 515229.322 | 525109.0766 | 534335.5706 | 544215.3252 | 554095.0798 | 563974.8343 | 573854.5889 | 583623.8229 | 583623.8229 | 583623.8229 | 583623.8229 | 583623.8229 | 583588.3818 | 0 | 0 | 0 | 0 | 0 | 0 | 0 | 0 | 0 | 0 | 461974.7907 | 473496.6235 | 485018.4563 | 496540.2892 | 508062.122 | 518930.6943 | 530452.5271 | 541974.36 | 553496.1928 | 565018.0256 | 576429.3379 | 576429.3379 | 576429.3379 | 576429.3379 | 576429.3379 | 576393.8968 | 0 | 0 | 0 | 0 | 0 | 0 | 0 | 0 | 0 | 0
| Propane | 10501718.9688 | 10296292.9042 | 10.5017 | 571781.6797 | 595396.9473 | -23615.2676 | 0% | 0.32764 | 4% | 1.4% | 0.32764 | 0.2149 | 1.3777 | 9947.04 | 3611.4897 | 8256.0432 | -600.2526 | 16 | 34% | 12000 | 1909 | 7.8 | 0.83 | 15.2 | 12000 | 240 | 12% | 3.412 | 0.0036 | 0.00106 | 74.1407 | 73.9136 | 73.9136 | 73.9136 | 73.9048 | 73.9048 | 73.9048 | 73.9048 | 73.9048 | 73.5345 | 73.5345 | 73.5345 | 73.5345 | 73.5345 | 73.4701 | 73.4701 | 0 | 0 | 0 | 0 | 0 | 0 | 0 | 0 | 0 | 0 | 595396.9473 | 603017.1483 | 612896.9029 | 622776.6575 | 632569.3251 | 642449.0796 | 652328.8342 | 662208.5888 | 672088.3433 | 678284.377 | 688164.1316 | 688164.1316 | 688164.1316 | 688164.1316 | 687523.1193 | 687523.1193 | 0 | 0 | 0 | 0 | 0 | 0 | 0 | 0 | 0 | 0 | 571781.6797 | 581043.959 | 592565.7918 | 604087.6246 | 615522.3705 | 627044.2033 | 638566.0361 | 650087.869 | 661609.7018 | 669447.8137 | 680969.6465 | 680969.6465 | 680969.6465 | 680969.6465 | 680328.6343 | 680328.6343 | 0 | 0 | 0 | 0 | 0 | 0 | 0 | 0 | 0 | 0
| Oil | 11859331.6034 | 11653905.5387 | 11.8593 | 656718.4044 | 680333.6721 | -23615.2676 | 0% | 0.2149 | 4% | 1.4% | 0.32764 | 0.2149 | 1.3777 | 9828.6229 | 3611.4897 | 8256.0432 | -600.2526 | 16 | 34% | 12000 | 1909 | 7.8 | 0.84 | 15.2 | 12000 | 240 | 12% | 3.412 | 0.0036 | 0.00106 | 83.6758 | 83.6758 | 83.6758 | 83.6758 | 83.6758 | 83.1407 | 83.1407 | 83.1407 | 83.1407 | 83.1407 | 83.0516 | 83.0516 | 83.0516 | 83.0516 | 83.0516 | 83.0236 | 0 | 0 | 0 | 0 | 0 | 0 | 0 | 0 | 0 | 0 | 680333.6721 | 690213.4267 | 700093.1812 | 709972.9358 | 719852.6904 | 724473.1564 | 734352.911 | 744232.6655 | 754112.4201 | 763992.1747 | 772996.1736 | 772996.1736 | 772996.1736 | 772996.1736 | 772996.1736 | 772721.5019 | 0 | 0 | 0 | 0 | 0 | 0 | 0 | 0 | 0 | 0 | 656718.4044 | 668240.2373 | 679762.0701 | 691283.9029 | 702805.7358 | 709068.2801 | 720590.1129 | 732111.9457 | 743633.7786 | 755155.6114 | 765801.6885 | 765801.6885 | 765801.6885 | 765801.6885 | 765801.6885 | 765527.0169 | 0 | 0 | 0 | 0 | 0 | 0 | 0 | 0 | 0 | 0
| Unknown, commercial | 9683732.1664 | 9478306.1018 | 9.6837 | 361172.7493 | 384788.0169 | -23615.2676 | 0% | 0 | 4% | 1.4% | 0.32764 | 0.2149 | 1.3777 | blended | 3611.4897 | 8256.0432 | -600.2526 | 16 | 34% | 12000 | 1909 | 7.8 | blended | 15.2 | 12000 | 240 | 12% | 3.412 | 0.0036 | 0.00106 | blended | blended | blended | blended | blended | blended | blended | blended | blended | blended | blended | blended | blended | blended | blended | blended | blended | blended | blended | blended | blended | blended | blended | blended | blended | blended | 546657.4471 | 555615.3251 | 564957.3271 | 574299.3292 | 583626.5265 | 590253.5925 | 599595.5946 | 608937.5966 | 618279.5987 | 626995.3682 | 635811.3407 | 635811.3407 | 635811.3407 | 635811.3407 | 635702.3686 | 635566.7296 | 0 | 0 | 0 | 0 | 0 | 0 | 0 | 0 | 0 | 0 | 523042.1795 | 533642.1357 | 544626.216 | 555610.2964 | 566579.5719 | 574848.7162 | 585832.7965 | 596816.8768 | 607800.9571 | 618158.8049 | 628616.8557 | 628616.8557 | 628616.8557 | 628616.8557 | 628507.8836 | 628372.2446 | 0 | 0 | 0 | 0 | 0 | 0 | 0 | 0 | 0 | 0
Unknown | Natural Gas | 8798930.7327 | 8599807.5132 | 8.7989 | 462699.35 | 485590.0583 | -22890.7083 | 1.4% | 0 | 4% | 1.4% | 0.32764 | 0.2149 | 1.3777 | 9712.992 | 3611.4897 | 8256.0432 | -581.8358 | 16 | 34% | 12000 | 1909 | 7.8 | 0.85 | 15.2 | 12000 | 240 | 14.7% | 3.412 | 0.0036 | 0.00106 | 63.7174 | 63.7174 | 63.7174 | 63.7174 | 63.7174 | 63.6511 | 63.6511 | 63.6511 | 63.6511 | 63.6511 | 63.6399 | 63.6399 | 63.6399 | 63.6399 | 63.6399 | 63.6363 | 0 | 0 | 0 | 0 | 0 | 0 | 0 | 0 | 0 | 0 | 485590.0583 | 495469.8129 | 505349.5675 | 515229.322 | 525109.0766 | 534335.5706 | 544215.3252 | 554095.0798 | 563974.8343 | 573854.5889 | 583623.8229 | 583623.8229 | 583623.8229 | 583623.8229 | 583623.8229 | 583588.3818 | 0 | 0 | 0 | 0 | 0 | 0 | 0 | 0 | 0 | 0 | 462699.35 | 474170.8009 | 485642.2518 | 497113.7027 | 508585.1536 | 519403.3439 | 530874.7948 | 542346.2457 | 553817.6966 | 565289.1475 | 576650.0778 | 576650.0778 | 576650.0778 | 576650.0778 | 576650.0778 | 576614.6367 | 0 | 0 | 0 | 0 | 0 | 0 | 0 | 0 | 0 | 0
| Propane | 10501718.9688 | 10302595.7493 | 10.5017 | 572506.239 | 595396.9473 | -22890.7083 | 0% | 0.32764 | 4% | 1.4% | 0.32764 | 0.2149 | 1.3777 | 9947.04 | 3611.4897 | 8256.0432 | -581.8358 | 16 | 34% | 12000 | 1909 | 7.8 | 0.83 | 15.2 | 12000 | 240 | 14.7% | 3.412 | 0.0036 | 0.00106 | 74.1407 | 73.9136 | 73.9136 | 73.9136 | 73.9048 | 73.9048 | 73.9048 | 73.9048 | 73.9048 | 73.5345 | 73.5345 | 73.5345 | 73.5345 | 73.5345 | 73.4701 | 73.4701 | 0 | 0 | 0 | 0 | 0 | 0 | 0 | 0 | 0 | 0 | 595396.9473 | 603017.1483 | 612896.9029 | 622776.6575 | 632569.3251 | 642449.0796 | 652328.8342 | 662208.5888 | 672088.3433 | 678284.377 | 688164.1316 | 688164.1316 | 688164.1316 | 688164.1316 | 687523.1193 | 687523.1193 | 0 | 0 | 0 | 0 | 0 | 0 | 0 | 0 | 0 | 0 | 572506.239 | 581718.1364 | 593189.5872 | 604661.0381 | 616045.402 | 627516.8529 | 638988.3038 | 650459.7547 | 661931.2056 | 669718.9355 | 681190.3864 | 681190.3864 | 681190.3864 | 681190.3864 | 680549.3742 | 680549.3742 | 0 | 0 | 0 | 0 | 0 | 0 | 0 | 0 | 0 | 0
| Oil | 11859331.6034 | 11660208.3839 | 11.8593 | 657442.9638 | 680333.6721 | -22890.7083 | 0% | 0.2149 | 4% | 1.4% | 0.32764 | 0.2149 | 1.3777 | 9828.6229 | 3611.4897 | 8256.0432 | -581.8358 | 16 | 34% | 12000 | 1909 | 7.8 | 0.84 | 15.2 | 12000 | 240 | 14.7% | 3.412 | 0.0036 | 0.00106 | 83.6758 | 83.6758 | 83.6758 | 83.6758 | 83.6758 | 83.1407 | 83.1407 | 83.1407 | 83.1407 | 83.1407 | 83.0516 | 83.0516 | 83.0516 | 83.0516 | 83.0516 | 83.0236 | 0 | 0 | 0 | 0 | 0 | 0 | 0 | 0 | 0 | 0 | 680333.6721 | 690213.4267 | 700093.1812 | 709972.9358 | 719852.6904 | 724473.1564 | 734352.911 | 744232.6655 | 754112.4201 | 763992.1747 | 772996.1736 | 772996.1736 | 772996.1736 | 772996.1736 | 772996.1736 | 772721.5019 | 0 | 0 | 0 | 0 | 0 | 0 | 0 | 0 | 0 | 0 | 657442.9638 | 668914.4147 | 680385.8656 | 691857.3164 | 703328.7673 | 709540.9297 | 721012.3806 | 732483.8314 | 743955.2823 | 755426.7332 | 766022.4284 | 766022.4284 | 766022.4284 | 766022.4284 | 766022.4284 | 765747.7568 | 0 | 0 | 0 | 0 | 0 | 0 | 0 | 0 | 0 | 0
| Unknown, commercial | 9683732.1664 | 9484608.9469 | 9.6837 | 504764.2462 | 527654.9545 | -22890.7083 | 0% | 0 | 4% | 1.4% | 0.32764 | 0.2149 | 1.3777 | blended | 3611.4897 | 8256.0432 | -581.8358 | 16 | 34% | 12000 | 1909 | 7.8 | blended | 15.2 | 12000 | 240 | 14.7% | 3.412 | 0.0036 | 0.00106 | blended | blended | blended | blended | blended | blended | blended | blended | blended | blended | blended | blended | blended | blended | blended | blended | blended | blended | blended | blended | blended | blended | blended | blended | blended | blended | 546657.4471 | 555615.3251 | 564957.3271 | 574299.3292 | 583626.5265 | 590253.5925 | 599595.5946 | 608937.5966 | 618279.5987 | 626995.3682 | 635811.3407 | 635811.3407 | 635811.3407 | 635811.3407 | 635702.3686 | 635566.7296 | 0 | 0 | 0 | 0 | 0 | 0 | 0 | 0 | 0 | 0 | 523766.7388 | 534316.3131 | 545250.0115 | 556183.7099 | 567102.6034 | 575321.3658 | 586255.0642 | 597188.7625 | 608122.4609 | 618429.9267 | 628837.5955 | 628837.5955 | 628837.5955 | 628837.5955 | 628728.6235 | 628592.9845 | 0 | 0 | 0 | 0 | 0 | 0 | 0 | 0 | 0 | 0
Table 105. Vermont Primary Heating Fuel Mix and Average Heating Efficiency, Residential Buildings
[19 empty] | Heating Fuel | Single Family | Multifamily | Unknown | Average Heating Efficiency (ηave)
[19 empty] | Oil | 45% | 5% | 41% | 0.84
[19 empty] | Propane | 17% | 5% | 16% | 0.83
[19 empty] | Natural Gas | 23% | 66% | 27% | 0.85
[19 empty] | Electricity | 6% | 23% | 8% | 2.52
[19 empty] | Wood | 8% | 1% | 7% | 0.53

## RE_HVAC_HPXF
Characterization: | RE_HVAC_HPXF
Residential ASHP - Ductless, Full Displacement
Assumptions:
▪ Heat pump meets NEEP minimum efficiency standards
▪ Existing A/C presence is unknown
helper row
[5 empty] | 2025 First Year Savings |  |  | Affected Fuel Adders |  | Mixed Baseline Scenario Adders | [20 empty] | Affected Fuel Lifecycle Carbon Intensity - With Adder (gCO2e/MJ) | [25 empty] | Lifetime CO2e Reductions per TonR [g CO2e/tonR], Thermal Sector | [25 empty] | Lifetime CO2e Reductions per TonR [g CO2e/tonR], Total
Building Type | Existing heating fuel | Lifetime CO2e Reductions per TonR [g CO2e/tonR], Thermal Sector | Lifetime CO2e Reductions per TonR [g CO2e/tonR], Total | Lifetime Credits per TonR | ΔCO2e | ΔCO2edirect | ΔCO2eHPcool | TDL | CI' | TDLelec | TDLng | CI' prop | CI' oil | CI' wood | ΔEbaseheat [MJ] | EHPheat | Ehl [MJ] | ΔEcool [MJ] | Measure Life | HCAP47F [btuh] | EFLHheat | HSPF2 | ηheat | SEER2 | CCAP [btuh] | EFLHcool | %Cool | Btu per Watt-hour | MJ/Wh | MJ/BTU | 2025 | 2026 | 2027 | 2028 | 2029 | 2030 | 2031 | 2032 | 2033 | 2034 | 2035 | 2036 | 2037 | 2038 | 2039 | 2040 | 2041 | 2042 | 2043 | 2044 | 2045 | 2046 | 2047 | 2048 | 2049 | 2050 | 2025 | 2026 | 2027 | 2028 | 2029 | 2030 | 2031 | 2032 | 2033 | 2034 | 2035 | 2036 | 2037 | 2038 | 2039 | 2040 | 2041 | 2042 | 2043 | 2044 | 2045 | 2046 | 2047 | 2048 | 2049 | 2050 | 2025 | 2026 | 2027 | 2028 | 2029 | 2030 | 2031 | 2032 | 2033 | 2034 | 2035 | 2036 | 2037 | 2038 | 2039 | 2040 | 2041 | 2042 | 2043 | 2044 | 2045 | 2046 | 2047 | 2048 | 2049 | 2050
Single Family | Natural Gas | 26178577.8789 | 25977509.3368 | 26.1786 | 1439506.5259 | 1462620.8637 | -23114.3377 | 1.4% | 0 | 4% | 1.4% | 0.32764 | 0.2149 | 1.3777 | 28567.6235 | 9747.2731 | 24282.48 | -587.52 | 16 | 12000 | 1909 | 8.5 | 0.85 | 15 | 12000 | 240 | 15% | 3.412 | 0.0036 | 0.00106 | 63.7174 | 63.7174 | 63.7174 | 63.7174 | 63.7174 | 63.6511 | 63.6511 | 63.6511 | 63.6511 | 63.6511 | 63.6399 | 63.6399 | 63.6399 | 63.6399 | 63.6399 | 63.6363 | 0 | 0 | 0 | 0 | 0 | 0 | 0 | 0 | 0 | 0 | 1462620.8637 | 1489285.9452 | 1515951.0267 | 1542616.1083 | 1569281.1898 | 1594024.9168 | 1620689.9983 | 1647355.0798 | 1674020.1614 | 1700685.2429 | 1727025.2641 | 1727025.2641 | 1727025.2641 | 1727025.2641 | 1727025.2641 | 1726921.0255 | 0 | 0 | 0 | 0 | 0 | 0 | 0 | 0 | 0 | 0 | 1439506.5259 | 1467778.8538 | 1496051.1816 | 1524323.5094 | 1552595.8373 | 1578946.8106 | 1607219.1384 | 1635491.4662 | 1663763.7941 | 1692036.1219 | 1719983.3894 | 1719983.3894 | 1719983.3894 | 1719983.3894 | 1719983.3894 | 1719879.1508 | 0 | 0 | 0 | 0 | 0 | 0 | 0 | 0 | 0 | 0
| Propane | 31186778.5734 | 30985710.0313 | 31.1868 | 1762467.9641 | 1785582.3018 | -23114.3377 | 0% | 0.32764 | 4% | 1.4% | 0.32764 | 0.2149 | 1.3777 | 29256 | 9747.2731 | 24282.48 | -587.52 | 16 | 12000 | 1909 | 8.5 | 0.83 | 15 | 12000 | 240 | 15% | 3.412 | 0.0036 | 0.00106 | 74.1407 | 73.9136 | 73.9136 | 73.9136 | 73.9048 | 73.9048 | 73.9048 | 73.9048 | 73.9048 | 73.5345 | 73.5345 | 73.5345 | 73.5345 | 73.5345 | 73.4701 | 73.4701 | 0 | 0 | 0 | 0 | 0 | 0 | 0 | 0 | 0 | 0 | 1785582.3018 | 1805601.6377 | 1832266.7192 | 1858931.8007 | 1885340.7441 | 1912005.8256 | 1938670.9071 | 1965335.9887 | 1992001.0702 | 2007831.6785 | 2034496.76 | 2034496.76 | 2034496.76 | 2034496.76 | 2032611.4299 | 2032611.4299 | 0 | 0 | 0 | 0 | 0 | 0 | 0 | 0 | 0 | 0 | 1762467.9641 | 1784094.5462 | 1812366.8741 | 1840639.2019 | 1868655.3915 | 1896927.7194 | 1925200.0472 | 1953472.375 | 1981744.7029 | 1999182.5574 | 2027454.8853 | 2027454.8853 | 2027454.8853 | 2027454.8853 | 2025569.5552 | 2025569.5552 | 0 | 0 | 0 | 0 | 0 | 0 | 0 | 0 | 0 | 0
| Oil | 35179756.9104 | 34978688.3683 | 35.1798 | 2012281.8605 | 2035396.1982 | -23114.3377 | 0% | 0.2149 | 4% | 1.4% | 0.32764 | 0.2149 | 1.3777 | 28907.7143 | 9747.2731 | 24282.48 | -587.52 | 16 | 12000 | 1909 | 8.5 | 0.84 | 15 | 12000 | 240 | 15% | 3.412 | 0.0036 | 0.00106 | 83.6758 | 83.6758 | 83.6758 | 83.6758 | 83.6758 | 83.1407 | 83.1407 | 83.1407 | 83.1407 | 83.1407 | 83.0516 | 83.0516 | 83.0516 | 83.0516 | 83.0516 | 83.0236 | 0 | 0 | 0 | 0 | 0 | 0 | 0 | 0 | 0 | 0 | 2035396.1982 | 2062061.2798 | 2088726.3613 | 2115391.4428 | 2142056.5244 | 2153253.1102 | 2179918.1917 | 2206583.2733 | 2233248.3548 | 2259913.4363 | 2284002.7659 | 2284002.7659 | 2284002.7659 | 2284002.7659 | 2284002.7659 | 2283194.908 | 0 | 0 | 0 | 0 | 0 | 0 | 0 | 0 | 0 | 0 | 2012281.8605 | 2040554.1883 | 2068826.5162 | 2097098.844 | 2125371.1719 | 2138175.004 | 2166447.3318 | 2194719.6596 | 2222991.9875 | 2251264.3153 | 2276960.8912 | 2276960.8912 | 2276960.8912 | 2276960.8912 | 2276960.8912 | 2276153.0333 | 0 | 0 | 0 | 0 | 0 | 0 | 0 | 0 | 0 | 0
| Unknown, commercial | 28780935.0369 | 28579866.4949 | 28.7809 | 1614854.5912 | 1637968.9289 | -23114.3377 | 0% | 0 | 4% | 1.4% | 0.32764 | 0.2149 | 1.3777 | blended | 9747.2731 | 24282.48 | -587.52 | 16 | 12000 | 1909 | 8.5 | blended | 15 | 12000 | 240 | 15% | 3.412 | 0.0036 | 0.00106 | blended | blended | blended | blended | blended | blended | blended | blended | blended | blended | blended | blended | blended | blended | blended | blended | blended | blended | blended | blended | blended | blended | blended | blended | blended | blended | 1642230.8307 | 1666184.5105 | 1691267.967 | 1716351.4235 | 1741391.3365 | 1758489.687 | 1783573.1435 | 1808656.6 | 1833740.0565 | 1856981.6526 | 1880517.9633 | 1880517.9633 | 1880517.9633 | 1880517.9633 | 1880197.4572 | 1879798.5189 | 0 | 0 | 0 | 0 | 0 | 0 | 0 | 0 | 0 | 0 | 1619116.493 | 1644677.419 | 1671368.1218 | 1698058.8247 | 1724705.984 | 1743411.5808 | 1770102.2836 | 1796792.9864 | 1823483.6892 | 1848332.5315 | 1873476.0886 | 1873476.0886 | 1873476.0886 | 1873476.0886 | 1873155.5825 | 1872756.6442 | 0 | 0 | 0 | 0 | 0 | 0 | 0 | 0 | 0 | 0
Multifamily | Natural Gas | 26178577.8789 | 25970412.8001 | 26.1786 | 1438690.7258 | 1462620.8637 | -23930.1379 | 1.4% | 0 | 4% | 1.4% | 0.32764 | 0.2149 | 1.3777 | 28567.6235 | 9747.2731 | 24282.48 | -608.256 | 16 | 12000 | 1909 | 8.5 | 0.85 | 15 | 12000 | 240 | 12% | 3.412 | 0.0036 | 0.00106 | 63.7174 | 63.7174 | 63.7174 | 63.7174 | 63.7174 | 63.6511 | 63.6511 | 63.6511 | 63.6511 | 63.6511 | 63.6399 | 63.6399 | 63.6399 | 63.6399 | 63.6399 | 63.6363 | 0 | 0 | 0 | 0 | 0 | 0 | 0 | 0 | 0 | 0 | 1462620.8637 | 1489285.9452 | 1515951.0267 | 1542616.1083 | 1569281.1898 | 1594024.9168 | 1620689.9983 | 1647355.0798 | 1674020.1614 | 1700685.2429 | 1727025.2641 | 1727025.2641 | 1727025.2641 | 1727025.2641 | 1727025.2641 | 1726921.0255 | 0 | 0 | 0 | 0 | 0 | 0 | 0 | 0 | 0 | 0 | 1438690.7258 | 1467019.78 | 1495348.8341 | 1523677.8883 | 1552006.9425 | 1578414.6421 | 1606743.6963 | 1635072.7504 | 1663401.8046 | 1691730.8588 | 1719734.8526 | 1719734.8526 | 1719734.8526 | 1719734.8526 | 1719734.8526 | 1719630.614 | 0 | 0 | 0 | 0 | 0 | 0 | 0 | 0 | 0 | 0
| Propane | 31186778.5734 | 30978613.4945 | 31.1868 | 1761652.1639 | 1785582.3018 | -23930.1379 | 0% | 0.32764 | 4% | 1.4% | 0.32764 | 0.2149 | 1.3777 | 29256 | 9747.2731 | 24282.48 | -608.256 | 16 | 12000 | 1909 | 8.5 | 0.83 | 15 | 12000 | 240 | 12% | 3.412 | 0.0036 | 0.00106 | 74.1407 | 73.9136 | 73.9136 | 73.9136 | 73.9048 | 73.9048 | 73.9048 | 73.9048 | 73.9048 | 73.5345 | 73.5345 | 73.5345 | 73.5345 | 73.5345 | 73.4701 | 73.4701 | 0 | 0 | 0 | 0 | 0 | 0 | 0 | 0 | 0 | 0 | 1785582.3018 | 1805601.6377 | 1832266.7192 | 1858931.8007 | 1885340.7441 | 1912005.8256 | 1938670.9071 | 1965335.9887 | 1992001.0702 | 2007831.6785 | 2034496.76 | 2034496.76 | 2034496.76 | 2034496.76 | 2032611.4299 | 2032611.4299 | 0 | 0 | 0 | 0 | 0 | 0 | 0 | 0 | 0 | 0 | 1761652.1639 | 1783335.4724 | 1811664.5266 | 1839993.5808 | 1868066.4967 | 1896395.5509 | 1924724.6051 | 1953053.6593 | 1981382.7134 | 1998877.2943 | 2027206.3485 | 2027206.3485 | 2027206.3485 | 2027206.3485 | 2025321.0184 | 2025321.0184 | 0 | 0 | 0 | 0 | 0 | 0 | 0 | 0 | 0 | 0
| Oil | 35179756.9104 | 34971591.8315 | 35.1798 | 2011466.0604 | 2035396.1982 | -23930.1379 | 0% | 0.2149 | 4% | 1.4% | 0.32764 | 0.2149 | 1.3777 | 28907.7143 | 9747.2731 | 24282.48 | -608.256 | 16 | 12000 | 1909 | 8.5 | 0.84 | 15 | 12000 | 240 | 12% | 3.412 | 0.0036 | 0.00106 | 83.6758 | 83.6758 | 83.6758 | 83.6758 | 83.6758 | 83.1407 | 83.1407 | 83.1407 | 83.1407 | 83.1407 | 83.0516 | 83.0516 | 83.0516 | 83.0516 | 83.0516 | 83.0236 | 0 | 0 | 0 | 0 | 0 | 0 | 0 | 0 | 0 | 0 | 2035396.1982 | 2062061.2798 | 2088726.3613 | 2115391.4428 | 2142056.5244 | 2153253.1102 | 2179918.1917 | 2206583.2733 | 2233248.3548 | 2259913.4363 | 2284002.7659 | 2284002.7659 | 2284002.7659 | 2284002.7659 | 2284002.7659 | 2283194.908 | 0 | 0 | 0 | 0 | 0 | 0 | 0 | 0 | 0 | 0 | 2011466.0604 | 2039795.1145 | 2068124.1687 | 2096453.2229 | 2124782.2771 | 2137642.8355 | 2165971.8897 | 2194300.9439 | 2222629.998 | 2250959.0522 | 2276712.3544 | 2276712.3544 | 2276712.3544 | 2276712.3544 | 2276712.3544 | 2275904.4966 | 0 | 0 | 0 | 0 | 0 | 0 | 0 | 0 | 0 | 0
| Unknown, commercial | 28780935.0369 | 28572769.9581 | 28.7809 | 1142214.1334 | 1166144.2713 | -23930.1379 | 0% | 0 | 4% | 1.4% | 0.32764 | 0.2149 | 1.3777 | blended | 9747.2731 | 24282.48 | -608.256 | 16 | 12000 | 1909 | 8.5 | blended | 15 | 12000 | 240 | 12% | 3.412 | 0.0036 | 0.00106 | blended | blended | blended | blended | blended | blended | blended | blended | blended | blended | blended | blended | blended | blended | blended | blended | blended | blended | blended | blended | blended | blended | blended | blended | blended | blended | 1642230.8307 | 1666184.5105 | 1691267.967 | 1716351.4235 | 1741391.3365 | 1758489.687 | 1783573.1435 | 1808656.6 | 1833740.0565 | 1856981.6526 | 1880517.9633 | 1880517.9633 | 1880517.9633 | 1880517.9633 | 1880197.4572 | 1879798.5189 | 0 | 0 | 0 | 0 | 0 | 0 | 0 | 0 | 0 | 0 | 1618300.6928 | 1643918.3452 | 1670665.7744 | 1697413.2035 | 1724117.0892 | 1742879.4123 | 1769626.8415 | 1796374.2706 | 1823121.6998 | 1848027.2684 | 1873227.5518 | 1873227.5518 | 1873227.5518 | 1873227.5518 | 1872907.0457 | 1872508.1075 | 0 | 0 | 0 | 0 | 0 | 0 | 0 | 0 | 0 | 0
Unknown | Natural Gas | 26178577.8789 | 25976799.6832 | 26.1786 | 1439424.9459 | 1462620.8637 | -23195.9177 | 1.4% | 0 | 4% | 1.4% | 0.32764 | 0.2149 | 1.3777 | 28567.6235 | 9747.2731 | 24282.48 | -589.5936 | 16 | 12000 | 1909 | 8.5 | 0.85 | 15 | 12000 | 240 | 14.7% | 3.412 | 0.0036 | 0.00106 | 63.7174 | 63.7174 | 63.7174 | 63.7174 | 63.7174 | 63.6511 | 63.6511 | 63.6511 | 63.6511 | 63.6511 | 63.6399 | 63.6399 | 63.6399 | 63.6399 | 63.6399 | 63.6363 | 0 | 0 | 0 | 0 | 0 | 0 | 0 | 0 | 0 | 0 | 1462620.8637 | 1489285.9452 | 1515951.0267 | 1542616.1083 | 1569281.1898 | 1594024.9168 | 1620689.9983 | 1647355.0798 | 1674020.1614 | 1700685.2429 | 1727025.2641 | 1727025.2641 | 1727025.2641 | 1727025.2641 | 1727025.2641 | 1726921.0255 | 0 | 0 | 0 | 0 | 0 | 0 | 0 | 0 | 0 | 0 | 1439424.9459 | 1467702.9464 | 1495980.9469 | 1524258.9473 | 1552536.9478 | 1578893.5937 | 1607171.5942 | 1635449.5946 | 1663727.5951 | 1692005.5956 | 1719958.5357 | 1719958.5357 | 1719958.5357 | 1719958.5357 | 1719958.5357 | 1719854.2971 | 0 | 0 | 0 | 0 | 0 | 0 | 0 | 0 | 0 | 0
| Propane | 31186778.5734 | 30985000.3776 | 31.1868 | 1762386.3841 | 1785582.3018 | -23195.9177 | 0% | 0.32764 | 4% | 1.4% | 0.32764 | 0.2149 | 1.3777 | 29256 | 9747.2731 | 24282.48 | -589.5936 | 16 | 12000 | 1909 | 8.5 | 0.83 | 15 | 12000 | 240 | 14.7% | 3.412 | 0.0036 | 0.00106 | 74.1407 | 73.9136 | 73.9136 | 73.9136 | 73.9048 | 73.9048 | 73.9048 | 73.9048 | 73.9048 | 73.5345 | 73.5345 | 73.5345 | 73.5345 | 73.5345 | 73.4701 | 73.4701 | 0 | 0 | 0 | 0 | 0 | 0 | 0 | 0 | 0 | 0 | 1785582.3018 | 1805601.6377 | 1832266.7192 | 1858931.8007 | 1885340.7441 | 1912005.8256 | 1938670.9071 | 1965335.9887 | 1992001.0702 | 2007831.6785 | 2034496.76 | 2034496.76 | 2034496.76 | 2034496.76 | 2032611.4299 | 2032611.4299 | 0 | 0 | 0 | 0 | 0 | 0 | 0 | 0 | 0 | 0 | 1762386.3841 | 1784018.6389 | 1812296.6393 | 1840574.6398 | 1868596.5021 | 1896874.5025 | 1925152.503 | 1953430.5035 | 1981708.5039 | 1999152.0311 | 2027430.0316 | 2027430.0316 | 2027430.0316 | 2027430.0316 | 2025544.7015 | 2025544.7015 | 0 | 0 | 0 | 0 | 0 | 0 | 0 | 0 | 0 | 0
| Oil | 35179756.9104 | 34977978.7146 | 35.1798 | 2012200.2805 | 2035396.1982 | -23195.9177 | 0% | 0.2149 | 4% | 1.4% | 0.32764 | 0.2149 | 1.3777 | 28907.7143 | 9747.2731 | 24282.48 | -589.5936 | 16 | 12000 | 1909 | 8.5 | 0.84 | 15 | 12000 | 240 | 14.7% | 3.412 | 0.0036 | 0.00106 | 83.6758 | 83.6758 | 83.6758 | 83.6758 | 83.6758 | 83.1407 | 83.1407 | 83.1407 | 83.1407 | 83.1407 | 83.0516 | 83.0516 | 83.0516 | 83.0516 | 83.0516 | 83.0236 | 0 | 0 | 0 | 0 | 0 | 0 | 0 | 0 | 0 | 0 | 2035396.1982 | 2062061.2798 | 2088726.3613 | 2115391.4428 | 2142056.5244 | 2153253.1102 | 2179918.1917 | 2206583.2733 | 2233248.3548 | 2259913.4363 | 2284002.7659 | 2284002.7659 | 2284002.7659 | 2284002.7659 | 2284002.7659 | 2283194.908 | 0 | 0 | 0 | 0 | 0 | 0 | 0 | 0 | 0 | 0 | 2012200.2805 | 2040478.281 | 2068756.2814 | 2097034.2819 | 2125312.2824 | 2138121.7871 | 2166399.7876 | 2194677.7881 | 2222955.7885 | 2251233.789 | 2276936.0375 | 2276936.0375 | 2276936.0375 | 2276936.0375 | 2276936.0375 | 2276128.1796 | 0 | 0 | 0 | 0 | 0 | 0 | 0 | 0 | 0 | 0
| Unknown, commercial | 28780935.0369 | 28579156.8412 | 28.7809 | 1563145.2287 | 1586341.1465 | -23195.9177 | 0% | 0 | 4% | 1.4% | 0.32764 | 0.2149 | 1.3777 | blended | 9747.2731 | 24282.48 | -589.5936 | 16 | 12000 | 1909 | 8.5 | blended | 15 | 12000 | 240 | 14.7% | 3.412 | 0.0036 | 0.00106 | blended | blended | blended | blended | blended | blended | blended | blended | blended | blended | blended | blended | blended | blended | blended | blended | blended | blended | blended | blended | blended | blended | blended | blended | blended | blended | 1642230.8307 | 1666184.5105 | 1691267.967 | 1716351.4235 | 1741391.3365 | 1758489.687 | 1783573.1435 | 1808656.6 | 1833740.0565 | 1856981.6526 | 1880517.9633 | 1880517.9633 | 1880517.9633 | 1880517.9633 | 1880197.4572 | 1879798.5189 | 0 | 0 | 0 | 0 | 0 | 0 | 0 | 0 | 0 | 0 | 1619034.913 | 1644601.5117 | 1671297.8871 | 1697994.2625 | 1724647.0945 | 1743358.3639 | 1770054.7394 | 1796751.1148 | 1823447.4902 | 1848302.0052 | 1873451.2349 | 1873451.2349 | 1873451.2349 | 1873451.2349 | 1873130.7288 | 1872731.7905 | 0 | 0 | 0 | 0 | 0 | 0 | 0 | 0 | 0 | 0
Table 107. Vermont Primary Heating Fuel Mix and Average Heating Efficiency, Residential Buildings
[19 empty] | Heating Fuel | Single Family | Multifamily | Unknown | Average Heating Efficiency (ηave)
[19 empty] | Oil | 45% | 5% | 41% | 0.84
[19 empty] | Propane | 17% | 5% | 16% | 0.83
[19 empty] | Natural Gas | 23% | 66% | 27% | 0.85
[19 empty] | Electricity | 6% | 23% | 8% | 2.52
[19 empty] | Wood | 8% | 1% | 7% | 0.53

## RE_HVAC_HPXP
Characterization: | RE_HVAC_HPXP
Residential ASHP - Ductless, Partial Displacement
Assumptions:
▪ Heat pump meets ENERGY STAR minimum efficiency standards for split system heat pumps
▪ Existing A/C presence is unknown
helper row
[5 empty] | 2025 First Year Savings |  |  | Affected Fuel Adders |  | Mixed Baseline Scenario Adders | [21 empty] | Affected Fuel Lifecycle Carbon Intensity - With Adder (gCO2e/MJ) | [25 empty] | Lifetime CO2e Reductions per TonR [g CO2e/tonR], Thermal Sector | [25 empty] | Lifetime CO2e Reductions per TonR [g CO2e/tonR], Total
Building Type | Existing heating fuel | Lifetime CO2e Reductions per TonR [g CO2e/tonR], Thermal Sector | Lifetime CO2e Reductions per TonR [g CO2e/tonR], Total | Lifetime Credits per TonR | ΔCO2e | ΔCO2edirect | ΔCO2eHPcool | TDL | CI' | TDLelec | TDLng | CI' prop | CI' oil | CI' wood | ΔEbaseheat [MJ] | EHPheat | Ehl [MJ] | ΔEcool [MJ] | Measure Life | HF | HCAP47F [btuh] | EFLHheat | HSPF2 | ηheat | SEER2 | CCAP [btuh] | EFLHcool | %Cool | Btu per Watt-hour | MJ/Wh | MJ/BTU | 2025 | 2026 | 2027 | 2028 | 2029 | 2030 | 2031 | 2032 | 2033 | 2034 | 2035 | 2036 | 2037 | 2038 | 2039 | 2040 | 2041 | 2042 | 2043 | 2044 | 2045 | 2046 | 2047 | 2048 | 2049 | 2050 | 2025 | 2026 | 2027 | 2028 | 2029 | 2030 | 2031 | 2032 | 2033 | 2034 | 2035 | 2036 | 2037 | 2038 | 2039 | 2040 | 2041 | 2042 | 2043 | 2044 | 2045 | 2046 | 2047 | 2048 | 2049 | 2050 | 2025 | 2026 | 2027 | 2028 | 2029 | 2030 | 2031 | 2032 | 2033 | 2034 | 2035 | 2036 | 2037 | 2038 | 2039 | 2040 | 2041 | 2042 | 2043 | 2044 | 2045 | 2046 | 2047 | 2048 | 2049 | 2050
Single Family | Natural Gas | 8798930.7327 | 8600507.8293 | 8.7989 | 462779.8566 | 485590.0583 | -22810.2017 | 1.4% | 0 | 4% | 1.4% | 0.32764 | 0.2149 | 1.3777 | 9712.992 | 3611.4897 | 8256.0432 | -579.7895 | 16 | 34% | 12000 | 1909 | 7.8 | 0.85 | 15.2 | 12000 | 240 | 15% | 3.412 | 0.0036 | 0.00106 | 63.7174 | 63.7174 | 63.7174 | 63.7174 | 63.7174 | 63.6511 | 63.6511 | 63.6511 | 63.6511 | 63.6511 | 63.6399 | 63.6399 | 63.6399 | 63.6399 | 63.6399 | 63.6363 | 0 | 0 | 0 | 0 | 0 | 0 | 0 | 0 | 0 | 0 | 485590.0583 | 495469.8129 | 505349.5675 | 515229.322 | 525109.0766 | 534335.5706 | 544215.3252 | 554095.0798 | 563974.8343 | 573854.5889 | 583623.8229 | 583623.8229 | 583623.8229 | 583623.8229 | 583623.8229 | 583588.3818 | 0 | 0 | 0 | 0 | 0 | 0 | 0 | 0 | 0 | 0 | 462779.8566 | 474245.7095 | 485711.5624 | 497177.4153 | 508643.2682 | 519455.8605 | 530921.7134 | 542387.5663 | 553853.4192 | 565319.2721 | 576674.6045 | 576674.6045 | 576674.6045 | 576674.6045 | 576674.6045 | 576639.1633 | 0 | 0 | 0 | 0 | 0 | 0 | 0 | 0 | 0 | 0
| Propane | 10501718.9688 | 10303296.0655 | 10.5017 | 572586.7456 | 595396.9473 | -22810.2017 | 0% | 0.32764 | 4% | 1.4% | 0.32764 | 0.2149 | 1.3777 | 9947.04 | 3611.4897 | 8256.0432 | -579.7895 | 16 | 34% | 12000 | 1909 | 7.8 | 0.83 | 15.2 | 12000 | 240 | 15% | 3.412 | 0.0036 | 0.00106 | 74.1407 | 73.9136 | 73.9136 | 73.9136 | 73.9048 | 73.9048 | 73.9048 | 73.9048 | 73.9048 | 73.5345 | 73.5345 | 73.5345 | 73.5345 | 73.5345 | 73.4701 | 73.4701 | 0 | 0 | 0 | 0 | 0 | 0 | 0 | 0 | 0 | 0 | 595396.9473 | 603017.1483 | 612896.9029 | 622776.6575 | 632569.3251 | 642449.0796 | 652328.8342 | 662208.5888 | 672088.3433 | 678284.377 | 688164.1316 | 688164.1316 | 688164.1316 | 688164.1316 | 687523.1193 | 687523.1193 | 0 | 0 | 0 | 0 | 0 | 0 | 0 | 0 | 0 | 0 | 572586.7456 | 581793.045 | 593258.8979 | 604724.7507 | 616103.5166 | 627569.3695 | 639035.2224 | 650501.0753 | 661966.9282 | 669749.0602 | 681214.9131 | 681214.9131 | 681214.9131 | 681214.9131 | 680573.9009 | 680573.9009 | 0 | 0 | 0 | 0 | 0 | 0 | 0 | 0 | 0 | 0
| Oil | 11859331.6034 | 11660908.7 | 11.8593 | 657523.4704 | 680333.6721 | -22810.2017 | 0% | 0.2149 | 4% | 1.4% | 0.32764 | 0.2149 | 1.3777 | 9828.6229 | 3611.4897 | 8256.0432 | -579.7895 | 16 | 34% | 12000 | 1909 | 7.8 | 0.84 | 15.2 | 12000 | 240 | 15% | 3.412 | 0.0036 | 0.00106 | 83.6758 | 83.6758 | 83.6758 | 83.6758 | 83.6758 | 83.1407 | 83.1407 | 83.1407 | 83.1407 | 83.1407 | 83.0516 | 83.0516 | 83.0516 | 83.0516 | 83.0516 | 83.0236 | 0 | 0 | 0 | 0 | 0 | 0 | 0 | 0 | 0 | 0 | 680333.6721 | 690213.4267 | 700093.1812 | 709972.9358 | 719852.6904 | 724473.1564 | 734352.911 | 744232.6655 | 754112.4201 | 763992.1747 | 772996.1736 | 772996.1736 | 772996.1736 | 772996.1736 | 772996.1736 | 772721.5019 | 0 | 0 | 0 | 0 | 0 | 0 | 0 | 0 | 0 | 0 | 657523.4704 | 668989.3233 | 680455.1762 | 691921.0291 | 703386.8819 | 709593.4463 | 721059.2992 | 732525.1521 | 743991.005 | 755456.8579 | 766046.9551 | 766046.9551 | 766046.9551 | 766046.9551 | 766046.9551 | 765772.2834 | 0 | 0 | 0 | 0 | 0 | 0 | 0 | 0 | 0 | 0
| Unknown, commercial | 9683732.1664 | 9485309.2631 | 9.6837 | 522398.1988 | 545208.4005 | -22810.2017 | 0% | 0 | 4% | 1.4% | 0.32764 | 0.2149 | 1.3777 | blended | 3611.4897 | 8256.0432 | -579.7895 | 16 | 34% | 12000 | 1909 | 7.8 | blended | 15.2 | 12000 | 240 | 15% | 3.412 | 0.0036 | 0.00106 | blended | blended | blended | blended | blended | blended | blended | blended | blended | blended | blended | blended | blended | blended | blended | blended | blended | blended | blended | blended | blended | blended | blended | blended | blended | blended | 546657.4471 | 555615.3251 | 564957.3271 | 574299.3292 | 583626.5265 | 590253.5925 | 599595.5946 | 608937.5966 | 618279.5987 | 626995.3682 | 635811.3407 | 635811.3407 | 635811.3407 | 635811.3407 | 635702.3686 | 635566.7296 | 0 | 0 | 0 | 0 | 0 | 0 | 0 | 0 | 0 | 0 | 523847.2454 | 534391.2217 | 545319.3221 | 556247.4225 | 567160.7181 | 575373.8824 | 586301.9828 | 597230.0832 | 608158.1836 | 618460.0514 | 628862.1222 | 628862.1222 | 628862.1222 | 628862.1222 | 628753.1501 | 628617.5111 | 0 | 0 | 0 | 0 | 0 | 0 | 0 | 0 | 0 | 0
Multifamily | Natural Gas | 8798930.7327 | 8593504.668 | 8.7989 | 461974.7907 | 485590.0583 | -23615.2676 | 1.4% | 0 | 4% | 1.4% | 0.32764 | 0.2149 | 1.3777 | 9712.992 | 3611.4897 | 8256.0432 | -600.2526 | 16 | 34% | 12000 | 1909 | 7.8 | 0.85 | 15.2 | 12000 | 240 | 12% | 3.412 | 0.0036 | 0.00106 | 63.7174 | 63.7174 | 63.7174 | 63.7174 | 63.7174 | 63.6511 | 63.6511 | 63.6511 | 63.6511 | 63.6511 | 63.6399 | 63.6399 | 63.6399 | 63.6399 | 63.6399 | 63.6363 | 0 | 0 | 0 | 0 | 0 | 0 | 0 | 0 | 0 | 0 | 485590.0583 | 495469.8129 | 505349.5675 | 515229.322 | 525109.0766 | 534335.5706 | 544215.3252 | 554095.0798 | 563974.8343 | 573854.5889 | 583623.8229 | 583623.8229 | 583623.8229 | 583623.8229 | 583623.8229 | 583588.3818 | 0 | 0 | 0 | 0 | 0 | 0 | 0 | 0 | 0 | 0 | 461974.7907 | 473496.6235 | 485018.4563 | 496540.2892 | 508062.122 | 518930.6943 | 530452.5271 | 541974.36 | 553496.1928 | 565018.0256 | 576429.3379 | 576429.3379 | 576429.3379 | 576429.3379 | 576429.3379 | 576393.8968 | 0 | 0 | 0 | 0 | 0 | 0 | 0 | 0 | 0 | 0
| Propane | 10501718.9688 | 10296292.9042 | 10.5017 | 571781.6797 | 595396.9473 | -23615.2676 | 0% | 0.32764 | 4% | 1.4% | 0.32764 | 0.2149 | 1.3777 | 9947.04 | 3611.4897 | 8256.0432 | -600.2526 | 16 | 34% | 12000 | 1909 | 7.8 | 0.83 | 15.2 | 12000 | 240 | 12% | 3.412 | 0.0036 | 0.00106 | 74.1407 | 73.9136 | 73.9136 | 73.9136 | 73.9048 | 73.9048 | 73.9048 | 73.9048 | 73.9048 | 73.5345 | 73.5345 | 73.5345 | 73.5345 | 73.5345 | 73.4701 | 73.4701 | 0 | 0 | 0 | 0 | 0 | 0 | 0 | 0 | 0 | 0 | 595396.9473 | 603017.1483 | 612896.9029 | 622776.6575 | 632569.3251 | 642449.0796 | 652328.8342 | 662208.5888 | 672088.3433 | 678284.377 | 688164.1316 | 688164.1316 | 688164.1316 | 688164.1316 | 687523.1193 | 687523.1193 | 0 | 0 | 0 | 0 | 0 | 0 | 0 | 0 | 0 | 0 | 571781.6797 | 581043.959 | 592565.7918 | 604087.6246 | 615522.3705 | 627044.2033 | 638566.0361 | 650087.869 | 661609.7018 | 669447.8137 | 680969.6465 | 680969.6465 | 680969.6465 | 680969.6465 | 680328.6343 | 680328.6343 | 0 | 0 | 0 | 0 | 0 | 0 | 0 | 0 | 0 | 0
| Oil | 11859331.6034 | 11653905.5387 | 11.8593 | 656718.4044 | 680333.6721 | -23615.2676 | 0% | 0.2149 | 4% | 1.4% | 0.32764 | 0.2149 | 1.3777 | 9828.6229 | 3611.4897 | 8256.0432 | -600.2526 | 16 | 34% | 12000 | 1909 | 7.8 | 0.84 | 15.2 | 12000 | 240 | 12% | 3.412 | 0.0036 | 0.00106 | 83.6758 | 83.6758 | 83.6758 | 83.6758 | 83.6758 | 83.1407 | 83.1407 | 83.1407 | 83.1407 | 83.1407 | 83.0516 | 83.0516 | 83.0516 | 83.0516 | 83.0516 | 83.0236 | 0 | 0 | 0 | 0 | 0 | 0 | 0 | 0 | 0 | 0 | 680333.6721 | 690213.4267 | 700093.1812 | 709972.9358 | 719852.6904 | 724473.1564 | 734352.911 | 744232.6655 | 754112.4201 | 763992.1747 | 772996.1736 | 772996.1736 | 772996.1736 | 772996.1736 | 772996.1736 | 772721.5019 | 0 | 0 | 0 | 0 | 0 | 0 | 0 | 0 | 0 | 0 | 656718.4044 | 668240.2373 | 679762.0701 | 691283.9029 | 702805.7358 | 709068.2801 | 720590.1129 | 732111.9457 | 743633.7786 | 755155.6114 | 765801.6885 | 765801.6885 | 765801.6885 | 765801.6885 | 765801.6885 | 765527.0169 | 0 | 0 | 0 | 0 | 0 | 0 | 0 | 0 | 0 | 0
| Unknown, commercial | 9683732.1664 | 9478306.1018 | 9.6837 | 361172.7493 | 384788.0169 | -23615.2676 | 0% | 0 | 4% | 1.4% | 0.32764 | 0.2149 | 1.3777 | blended | 3611.4897 | 8256.0432 | -600.2526 | 16 | 34% | 12000 | 1909 | 7.8 | blended | 15.2 | 12000 | 240 | 12% | 3.412 | 0.0036 | 0.00106 | blended | blended | blended | blended | blended | blended | blended | blended | blended | blended | blended | blended | blended | blended | blended | blended | blended | blended | blended | blended | blended | blended | blended | blended | blended | blended | 546657.4471 | 555615.3251 | 564957.3271 | 574299.3292 | 583626.5265 | 590253.5925 | 599595.5946 | 608937.5966 | 618279.5987 | 626995.3682 | 635811.3407 | 635811.3407 | 635811.3407 | 635811.3407 | 635702.3686 | 635566.7296 | 0 | 0 | 0 | 0 | 0 | 0 | 0 | 0 | 0 | 0 | 523042.1795 | 533642.1357 | 544626.216 | 555610.2964 | 566579.5719 | 574848.7162 | 585832.7965 | 596816.8768 | 607800.9571 | 618158.8049 | 628616.8557 | 628616.8557 | 628616.8557 | 628616.8557 | 628507.8836 | 628372.2446 | 0 | 0 | 0 | 0 | 0 | 0 | 0 | 0 | 0 | 0
Unknown | Natural Gas | 8798930.7327 | 8599807.5132 | 8.7989 | 462699.35 | 485590.0583 | -22890.7083 | 1.4% | 0 | 4% | 1.4% | 0.32764 | 0.2149 | 1.3777 | 9712.992 | 3611.4897 | 8256.0432 | -581.8358 | 16 | 34% | 12000 | 1909 | 7.8 | 0.85 | 15.2 | 12000 | 240 | 14.7% | 3.412 | 0.0036 | 0.00106 | 63.7174 | 63.7174 | 63.7174 | 63.7174 | 63.7174 | 63.6511 | 63.6511 | 63.6511 | 63.6511 | 63.6511 | 63.6399 | 63.6399 | 63.6399 | 63.6399 | 63.6399 | 63.6363 | 0 | 0 | 0 | 0 | 0 | 0 | 0 | 0 | 0 | 0 | 485590.0583 | 495469.8129 | 505349.5675 | 515229.322 | 525109.0766 | 534335.5706 | 544215.3252 | 554095.0798 | 563974.8343 | 573854.5889 | 583623.8229 | 583623.8229 | 583623.8229 | 583623.8229 | 583623.8229 | 583588.3818 | 0 | 0 | 0 | 0 | 0 | 0 | 0 | 0 | 0 | 0 | 462699.35 | 474170.8009 | 485642.2518 | 497113.7027 | 508585.1536 | 519403.3439 | 530874.7948 | 542346.2457 | 553817.6966 | 565289.1475 | 576650.0778 | 576650.0778 | 576650.0778 | 576650.0778 | 576650.0778 | 576614.6367 | 0 | 0 | 0 | 0 | 0 | 0 | 0 | 0 | 0 | 0
| Propane | 10501718.9688 | 10302595.7493 | 10.5017 | 572506.239 | 595396.9473 | -22890.7083 | 0% | 0.32764 | 4% | 1.4% | 0.32764 | 0.2149 | 1.3777 | 9947.04 | 3611.4897 | 8256.0432 | -581.8358 | 16 | 34% | 12000 | 1909 | 7.8 | 0.83 | 15.2 | 12000 | 240 | 14.7% | 3.412 | 0.0036 | 0.00106 | 74.1407 | 73.9136 | 73.9136 | 73.9136 | 73.9048 | 73.9048 | 73.9048 | 73.9048 | 73.9048 | 73.5345 | 73.5345 | 73.5345 | 73.5345 | 73.5345 | 73.4701 | 73.4701 | 0 | 0 | 0 | 0 | 0 | 0 | 0 | 0 | 0 | 0 | 595396.9473 | 603017.1483 | 612896.9029 | 622776.6575 | 632569.3251 | 642449.0796 | 652328.8342 | 662208.5888 | 672088.3433 | 678284.377 | 688164.1316 | 688164.1316 | 688164.1316 | 688164.1316 | 687523.1193 | 687523.1193 | 0 | 0 | 0 | 0 | 0 | 0 | 0 | 0 | 0 | 0 | 572506.239 | 581718.1364 | 593189.5872 | 604661.0381 | 616045.402 | 627516.8529 | 638988.3038 | 650459.7547 | 661931.2056 | 669718.9355 | 681190.3864 | 681190.3864 | 681190.3864 | 681190.3864 | 680549.3742 | 680549.3742 | 0 | 0 | 0 | 0 | 0 | 0 | 0 | 0 | 0 | 0
| Oil | 11859331.6034 | 11660208.3839 | 11.8593 | 657442.9638 | 680333.6721 | -22890.7083 | 0% | 0.2149 | 4% | 1.4% | 0.32764 | 0.2149 | 1.3777 | 9828.6229 | 3611.4897 | 8256.0432 | -581.8358 | 16 | 34% | 12000 | 1909 | 7.8 | 0.84 | 15.2 | 12000 | 240 | 14.7% | 3.412 | 0.0036 | 0.00106 | 83.6758 | 83.6758 | 83.6758 | 83.6758 | 83.6758 | 83.1407 | 83.1407 | 83.1407 | 83.1407 | 83.1407 | 83.0516 | 83.0516 | 83.0516 | 83.0516 | 83.0516 | 83.0236 | 0 | 0 | 0 | 0 | 0 | 0 | 0 | 0 | 0 | 0 | 680333.6721 | 690213.4267 | 700093.1812 | 709972.9358 | 719852.6904 | 724473.1564 | 734352.911 | 744232.6655 | 754112.4201 | 763992.1747 | 772996.1736 | 772996.1736 | 772996.1736 | 772996.1736 | 772996.1736 | 772721.5019 | 0 | 0 | 0 | 0 | 0 | 0 | 0 | 0 | 0 | 0 | 657442.9638 | 668914.4147 | 680385.8656 | 691857.3164 | 703328.7673 | 709540.9297 | 721012.3806 | 732483.8314 | 743955.2823 | 755426.7332 | 766022.4284 | 766022.4284 | 766022.4284 | 766022.4284 | 766022.4284 | 765747.7568 | 0 | 0 | 0 | 0 | 0 | 0 | 0 | 0 | 0 | 0
| Unknown, commercial | 9683732.1664 | 9484608.9469 | 9.6837 | 504764.2462 | 527654.9545 | -22890.7083 | 0% | 0 | 4% | 1.4% | 0.32764 | 0.2149 | 1.3777 | blended | 3611.4897 | 8256.0432 | -581.8358 | 16 | 34% | 12000 | 1909 | 7.8 | blended | 15.2 | 12000 | 240 | 14.7% | 3.412 | 0.0036 | 0.00106 | blended | blended | blended | blended | blended | blended | blended | blended | blended | blended | blended | blended | blended | blended | blended | blended | blended | blended | blended | blended | blended | blended | blended | blended | blended | blended | 546657.4471 | 555615.3251 | 564957.3271 | 574299.3292 | 583626.5265 | 590253.5925 | 599595.5946 | 608937.5966 | 618279.5987 | 626995.3682 | 635811.3407 | 635811.3407 | 635811.3407 | 635811.3407 | 635702.3686 | 635566.7296 | 0 | 0 | 0 | 0 | 0 | 0 | 0 | 0 | 0 | 0 | 523766.7388 | 534316.3131 | 545250.0115 | 556183.7099 | 567102.6034 | 575321.3658 | 586255.0642 | 597188.7625 | 608122.4609 | 618429.9267 | 628837.5955 | 628837.5955 | 628837.5955 | 628837.5955 | 628728.6235 | 628592.9845 | 0 | 0 | 0 | 0 | 0 | 0 | 0 | 0 | 0 | 0
Table 109. Vermont Primary Heating Fuel Mix and Average Heating Efficiency, Residential Buildings
[19 empty] | Heating Fuel | Single Family | Multifamily | Unknown | Average Heating Efficiency (ηave)
[19 empty] | Oil | 45% | 5% | 41% | 0.84
[19 empty] | Propane | 17% | 5% | 16% | 0.83
[19 empty] | Natural Gas | 23% | 66% | 27% | 0.85
[19 empty] | Electricity | 6% | 23% | 8% | 2.52
[19 empty] | Wood | 8% | 1% | 7% | 0.53

## RE_HVAC_AWHP
Characterization: | RE_HVAC_AWHP
Residential ASHP - Air-to-Water Heat Pump
Assumptions:
▪ AWHP COPheat = 2.83
helper row
[5 empty] | 2025 First Year Savings |  | Affected Fuel Adders |  | Mixed Baseline Scenario Adders | [13 empty] | Affected Fuel Lifecycle Carbon Intensity - With Adder (gCO2e/MJ) | [25 empty] | Lifetime CO2e Reductions per TonR [g CO2e/tonR], Thermal Sector | [25 empty] | Lifetime CO2e Reductions per TonR [g CO2e/tonR], Total
Building Type | Existing heating fuel | Lifetime CO2e Reductions per TonR [g CO2e/tonR], Thermal Sector | Lifetime CO2e Reductions per TonR [g CO2e/tonR], Total | Lifetime Credits per TonR | ΔCO2e | ΔCO2edirect | TDL | CI' | TDLelec | TDLng | CI' prop | CI' oil | CI' wood | ΔEbaseheat [MJ] | EHPheat | Ehl [MJ] | Measure Life | HCAP47F [btuh] | EFLHheat | COPhp | ηheat | MJ/BTU | 2025 | 2026 | 2027 | 2028 | 2029 | 2030 | 2031 | 2032 | 2033 | 2034 | 2035 | 2036 | 2037 | 2038 | 2039 | 2040 | 2041 | 2042 | 2043 | 2044 | 2045 | 2046 | 2047 | 2048 | 2049 | 2050 | 2025 | 2026 | 2027 | 2028 | 2029 | 2030 | 2031 | 2032 | 2033 | 2034 | 2035 | 2036 | 2037 | 2038 | 2039 | 2040 | 2041 | 2042 | 2043 | 2044 | 2045 | 2046 | 2047 | 2048 | 2049 | 2050 | 2025 | 2026 | 2027 | 2028 | 2029 | 2030 | 2031 | 2032 | 2033 | 2034 | 2035 | 2036 | 2037 | 2038 | 2039 | 2040 | 2041 | 2042 | 2043 | 2044 | 2045 | 2046 | 2047 | 2048 | 2049 | 2050
Single Family | Natural Gas | 26580230.3185 | 26580230.3185 | 26.5802 | 1508793.8256 | 1508793.8256 | 1.4% | 0 | 4% | 1.4% | 0.32764 | 0.2149 | 1.3777 | 28567.6235 | 8573.6493 | 24282.48 | 16 | 12000 | 1909 | 2.8322 | 0.85 | 0.00106 | 63.7174 | 63.7174 | 63.7174 | 63.7174 | 63.7174 | 63.6511 | 63.6511 | 63.6511 | 63.6511 | 63.6511 | 63.6399 | 63.6399 | 63.6399 | 63.6399 | 63.6399 | 63.6363 | 0 | 0 | 0 | 0 | 0 | 0 | 0 | 0 | 0 | 0 | 1508793.8256 | 1532248.2885 | 1555702.7515 | 1579157.2144 | 1602611.6774 | 1624144.7858 | 1647599.2487 | 1671053.7117 | 1694508.1746 | 1717962.6376 | 1741092.0402 | 1741092.0402 | 1741092.0402 | 1741092.0402 | 1741092.0402 | 1740987.8016 | 0 | 0 | 0 | 0 | 0 | 0 | 0 | 0 | 0 | 0 | 1508793.8256 | 1532248.2885 | 1555702.7515 | 1579157.2144 | 1602611.6774 | 1624144.7858 | 1647599.2487 | 1671053.7117 | 1694508.1746 | 1717962.6376 | 1741092.0402 | 1741092.0402 | 1741092.0402 | 1741092.0402 | 1741092.0402 | 1740987.8016 | 0 | 0 | 0 | 0 | 0 | 0 | 0 | 0 | 0 | 0
| Propane | 31588431.0129 | 31588431.0129 | 31.5884 | 1831755.2637 | 1831755.2637 | 0% | 0.32764 | 4% | 1.4% | 0.32764 | 0.2149 | 1.3777 | 29256 | 8573.6493 | 24282.48 | 16 | 12000 | 1909 | 2.8322 | 0.83 | 0.00106 | 74.1407 | 73.9136 | 73.9136 | 73.9136 | 73.9048 | 73.9048 | 73.9048 | 73.9048 | 73.9048 | 73.5345 | 73.5345 | 73.5345 | 73.5345 | 73.5345 | 73.4701 | 73.4701 | 0 | 0 | 0 | 0 | 0 | 0 | 0 | 0 | 0 | 0 | 1831755.2637 | 1848563.981 | 1872018.444 | 1895472.9069 | 1918671.2317 | 1942125.6946 | 1965580.1576 | 1989034.6205 | 2012489.0835 | 2025109.0731 | 2048563.5361 | 2048563.5361 | 2048563.5361 | 2048563.5361 | 2046678.206 | 2046678.206 | 0 | 0 | 0 | 0 | 0 | 0 | 0 | 0 | 0 | 0 | 1831755.2637 | 1848563.981 | 1872018.444 | 1895472.9069 | 1918671.2317 | 1942125.6946 | 1965580.1576 | 1989034.6205 | 2012489.0835 | 2025109.0731 | 2048563.5361 | 2048563.5361 | 2048563.5361 | 2048563.5361 | 2046678.206 | 2046678.206 | 0 | 0 | 0 | 0 | 0 | 0 | 0 | 0 | 0 | 0
| Oil | 35581409.3499 | 35581409.3499 | 35.5814 | 2081569.1602 | 2081569.1602 | 0% | 0.2149 | 4% | 1.4% | 0.32764 | 0.2149 | 1.3777 | 28907.7143 | 8573.6493 | 24282.48 | 16 | 12000 | 1909 | 2.8322 | 0.84 | 0.00106 | 83.6758 | 83.6758 | 83.6758 | 83.6758 | 83.6758 | 83.1407 | 83.1407 | 83.1407 | 83.1407 | 83.1407 | 83.0516 | 83.0516 | 83.0516 | 83.0516 | 83.0516 | 83.0236 | 0 | 0 | 0 | 0 | 0 | 0 | 0 | 0 | 0 | 0 | 2081569.1602 | 2105023.6231 | 2128478.0861 | 2151932.549 | 2175387.012 | 2183372.9792 | 2206827.4422 | 2230281.9051 | 2253736.3681 | 2277190.831 | 2298069.542 | 2298069.542 | 2298069.542 | 2298069.542 | 2298069.542 | 2297261.6841 | 0 | 0 | 0 | 0 | 0 | 0 | 0 | 0 | 0 | 0 | 2081569.1602 | 2105023.6231 | 2128478.0861 | 2151932.549 | 2175387.012 | 2183372.9792 | 2206827.4422 | 2230281.9051 | 2253736.3681 | 2277190.831 | 2298069.542 | 2298069.542 | 2298069.542 | 2298069.542 | 2298069.542 | 2297261.6841 | 0 | 0 | 0 | 0 | 0 | 0 | 0 | 0 | 0 | 0
| Unknown, commercial | 29182587.4765 | 29182587.4765 | 29.1826 | 1684141.8908 | 1684141.8908 | 0% | 0 | 4% | 1.4% | 0.32764 | 0.2149 | 1.3777 | blended | 8573.6493 | 24282.48 | 16 | 12000 | 1909 | 2.8322 | blended | 0.00106 | blended | blended | blended | blended | blended | blended | blended | blended | blended | blended | blended | blended | blended | blended | blended | blended | blended | blended | blended | blended | blended | blended | blended | blended | blended | blended | 1688403.7926 | 1709146.8538 | 1731019.6917 | 1752892.5296 | 1774721.8241 | 1788609.556 | 1810482.3939 | 1832355.2318 | 1854228.0698 | 1874259.0472 | 1894584.7394 | 1894584.7394 | 1894584.7394 | 1894584.7394 | 1894264.2333 | 1893865.295 | 0 | 0 | 0 | 0 | 0 | 0 | 0 | 0 | 0 | 0 | 1688403.7926 | 1709146.8538 | 1731019.6917 | 1752892.5296 | 1774721.8241 | 1788609.556 | 1810482.3939 | 1832355.2318 | 1854228.0698 | 1874259.0472 | 1894584.7394 | 1894584.7394 | 1894584.7394 | 1894584.7394 | 1894264.2333 | 1893865.295 | 0 | 0 | 0 | 0 | 0 | 0 | 0 | 0 | 0 | 0
Multifamily | Natural Gas | 26580230.3185 | 26580230.3185 | 26.5802 | 1508793.8256 | 1508793.8256 | 1.4% | 0 | 4% | 1.4% | 0.32764 | 0.2149 | 1.3777 | 28567.6235 | 8573.6493 | 24282.48 | 16 | 12000 | 1909 | 2.8322 | 0.85 | 0.00106 | 63.7174 | 63.7174 | 63.7174 | 63.7174 | 63.7174 | 63.6511 | 63.6511 | 63.6511 | 63.6511 | 63.6511 | 63.6399 | 63.6399 | 63.6399 | 63.6399 | 63.6399 | 63.6363 | 0 | 0 | 0 | 0 | 0 | 0 | 0 | 0 | 0 | 0 | 1508793.8256 | 1532248.2885 | 1555702.7515 | 1579157.2144 | 1602611.6774 | 1624144.7858 | 1647599.2487 | 1671053.7117 | 1694508.1746 | 1717962.6376 | 1741092.0402 | 1741092.0402 | 1741092.0402 | 1741092.0402 | 1741092.0402 | 1740987.8016 | 0 | 0 | 0 | 0 | 0 | 0 | 0 | 0 | 0 | 0 | 1508793.8256 | 1532248.2885 | 1555702.7515 | 1579157.2144 | 1602611.6774 | 1624144.7858 | 1647599.2487 | 1671053.7117 | 1694508.1746 | 1717962.6376 | 1741092.0402 | 1741092.0402 | 1741092.0402 | 1741092.0402 | 1741092.0402 | 1740987.8016 | 0 | 0 | 0 | 0 | 0 | 0 | 0 | 0 | 0 | 0
| Propane | 31588431.0129 | 31588431.0129 | 31.5884 | 1831755.2637 | 1831755.2637 | 0% | 0.32764 | 4% | 1.4% | 0.32764 | 0.2149 | 1.3777 | 29256 | 8573.6493 | 24282.48 | 16 | 12000 | 1909 | 2.8322 | 0.83 | 0.00106 | 74.1407 | 73.9136 | 73.9136 | 73.9136 | 73.9048 | 73.9048 | 73.9048 | 73.9048 | 73.9048 | 73.5345 | 73.5345 | 73.5345 | 73.5345 | 73.5345 | 73.4701 | 73.4701 | 0 | 0 | 0 | 0 | 0 | 0 | 0 | 0 | 0 | 0 | 1831755.2637 | 1848563.981 | 1872018.444 | 1895472.9069 | 1918671.2317 | 1942125.6946 | 1965580.1576 | 1989034.6205 | 2012489.0835 | 2025109.0731 | 2048563.5361 | 2048563.5361 | 2048563.5361 | 2048563.5361 | 2046678.206 | 2046678.206 | 0 | 0 | 0 | 0 | 0 | 0 | 0 | 0 | 0 | 0 | 1831755.2637 | 1848563.981 | 1872018.444 | 1895472.9069 | 1918671.2317 | 1942125.6946 | 1965580.1576 | 1989034.6205 | 2012489.0835 | 2025109.0731 | 2048563.5361 | 2048563.5361 | 2048563.5361 | 2048563.5361 | 2046678.206 | 2046678.206 | 0 | 0 | 0 | 0 | 0 | 0 | 0 | 0 | 0 | 0
| Oil | 35581409.3499 | 35581409.3499 | 35.5814 | 2081569.1602 | 2081569.1602 | 0% | 0.2149 | 4% | 1.4% | 0.32764 | 0.2149 | 1.3777 | 28907.7143 | 8573.6493 | 24282.48 | 16 | 12000 | 1909 | 2.8322 | 0.84 | 0.00106 | 83.6758 | 83.6758 | 83.6758 | 83.6758 | 83.6758 | 83.1407 | 83.1407 | 83.1407 | 83.1407 | 83.1407 | 83.0516 | 83.0516 | 83.0516 | 83.0516 | 83.0516 | 83.0236 | 0 | 0 | 0 | 0 | 0 | 0 | 0 | 0 | 0 | 0 | 2081569.1602 | 2105023.6231 | 2128478.0861 | 2151932.549 | 2175387.012 | 2183372.9792 | 2206827.4422 | 2230281.9051 | 2253736.3681 | 2277190.831 | 2298069.542 | 2298069.542 | 2298069.542 | 2298069.542 | 2298069.542 | 2297261.6841 | 0 | 0 | 0 | 0 | 0 | 0 | 0 | 0 | 0 | 0 | 2081569.1602 | 2105023.6231 | 2128478.0861 | 2151932.549 | 2175387.012 | 2183372.9792 | 2206827.4422 | 2230281.9051 | 2253736.3681 | 2277190.831 | 2298069.542 | 2298069.542 | 2298069.542 | 2298069.542 | 2298069.542 | 2297261.6841 | 0 | 0 | 0 | 0 | 0 | 0 | 0 | 0 | 0 | 0
| Unknown, commercial | 29182587.4765 | 29182587.4765 | 29.1826 | 1212317.2332 | 1212317.2332 | 0% | 0 | 4% | 1.4% | 0.32764 | 0.2149 | 1.3777 | blended | 8573.6493 | 24282.48 | 16 | 12000 | 1909 | 2.8322 | blended | 0.00106 | blended | blended | blended | blended | blended | blended | blended | blended | blended | blended | blended | blended | blended | blended | blended | blended | blended | blended | blended | blended | blended | blended | blended | blended | blended | blended | 1688403.7926 | 1709146.8538 | 1731019.6917 | 1752892.5296 | 1774721.8241 | 1788609.556 | 1810482.3939 | 1832355.2318 | 1854228.0698 | 1874259.0472 | 1894584.7394 | 1894584.7394 | 1894584.7394 | 1894584.7394 | 1894264.2333 | 1893865.295 | 0 | 0 | 0 | 0 | 0 | 0 | 0 | 0 | 0 | 0 | 1688403.7926 | 1709146.8538 | 1731019.6917 | 1752892.5296 | 1774721.8241 | 1788609.556 | 1810482.3939 | 1832355.2318 | 1854228.0698 | 1874259.0472 | 1894584.7394 | 1894584.7394 | 1894584.7394 | 1894584.7394 | 1894264.2333 | 1893865.295 | 0 | 0 | 0 | 0 | 0 | 0 | 0 | 0 | 0 | 0
Unknown | Natural Gas | 26580230.3185 | 26580230.3185 | 26.5802 | 1508793.8256 | 1508793.8256 | 1.4% | 0 | 4% | 1.4% | 0.32764 | 0.2149 | 1.3777 | 28567.6235 | 8573.6493 | 24282.48 | 16 | 12000 | 1909 | 2.8322 | 0.85 | 0.00106 | 63.7174 | 63.7174 | 63.7174 | 63.7174 | 63.7174 | 63.6511 | 63.6511 | 63.6511 | 63.6511 | 63.6511 | 63.6399 | 63.6399 | 63.6399 | 63.6399 | 63.6399 | 63.6363 | 0 | 0 | 0 | 0 | 0 | 0 | 0 | 0 | 0 | 0 | 1508793.8256 | 1532248.2885 | 1555702.7515 | 1579157.2144 | 1602611.6774 | 1624144.7858 | 1647599.2487 | 1671053.7117 | 1694508.1746 | 1717962.6376 | 1741092.0402 | 1741092.0402 | 1741092.0402 | 1741092.0402 | 1741092.0402 | 1740987.8016 | 0 | 0 | 0 | 0 | 0 | 0 | 0 | 0 | 0 | 0 | 1508793.8256 | 1532248.2885 | 1555702.7515 | 1579157.2144 | 1602611.6774 | 1624144.7858 | 1647599.2487 | 1671053.7117 | 1694508.1746 | 1717962.6376 | 1741092.0402 | 1741092.0402 | 1741092.0402 | 1741092.0402 | 1741092.0402 | 1740987.8016 | 0 | 0 | 0 | 0 | 0 | 0 | 0 | 0 | 0 | 0
| Propane | 31588431.0129 | 31588431.0129 | 31.5884 | 1831755.2637 | 1831755.2637 | 0% | 0.32764 | 4% | 1.4% | 0.32764 | 0.2149 | 1.3777 | 29256 | 8573.6493 | 24282.48 | 16 | 12000 | 1909 | 2.8322 | 0.83 | 0.00106 | 74.1407 | 73.9136 | 73.9136 | 73.9136 | 73.9048 | 73.9048 | 73.9048 | 73.9048 | 73.9048 | 73.5345 | 73.5345 | 73.5345 | 73.5345 | 73.5345 | 73.4701 | 73.4701 | 0 | 0 | 0 | 0 | 0 | 0 | 0 | 0 | 0 | 0 | 1831755.2637 | 1848563.981 | 1872018.444 | 1895472.9069 | 1918671.2317 | 1942125.6946 | 1965580.1576 | 1989034.6205 | 2012489.0835 | 2025109.0731 | 2048563.5361 | 2048563.5361 | 2048563.5361 | 2048563.5361 | 2046678.206 | 2046678.206 | 0 | 0 | 0 | 0 | 0 | 0 | 0 | 0 | 0 | 0 | 1831755.2637 | 1848563.981 | 1872018.444 | 1895472.9069 | 1918671.2317 | 1942125.6946 | 1965580.1576 | 1989034.6205 | 2012489.0835 | 2025109.0731 | 2048563.5361 | 2048563.5361 | 2048563.5361 | 2048563.5361 | 2046678.206 | 2046678.206 | 0 | 0 | 0 | 0 | 0 | 0 | 0 | 0 | 0 | 0
| Oil | 35581409.3499 | 35581409.3499 | 35.5814 | 2081569.1602 | 2081569.1602 | 0% | 0.2149 | 4% | 1.4% | 0.32764 | 0.2149 | 1.3777 | 28907.7143 | 8573.6493 | 24282.48 | 16 | 12000 | 1909 | 2.8322 | 0.84 | 0.00106 | 83.6758 | 83.6758 | 83.6758 | 83.6758 | 83.6758 | 83.1407 | 83.1407 | 83.1407 | 83.1407 | 83.1407 | 83.0516 | 83.0516 | 83.0516 | 83.0516 | 83.0516 | 83.0236 | 0 | 0 | 0 | 0 | 0 | 0 | 0 | 0 | 0 | 0 | 2081569.1602 | 2105023.6231 | 2128478.0861 | 2151932.549 | 2175387.012 | 2183372.9792 | 2206827.4422 | 2230281.9051 | 2253736.3681 | 2277190.831 | 2298069.542 | 2298069.542 | 2298069.542 | 2298069.542 | 2298069.542 | 2297261.6841 | 0 | 0 | 0 | 0 | 0 | 0 | 0 | 0 | 0 | 0 | 2081569.1602 | 2105023.6231 | 2128478.0861 | 2151932.549 | 2175387.012 | 2183372.9792 | 2206827.4422 | 2230281.9051 | 2253736.3681 | 2277190.831 | 2298069.542 | 2298069.542 | 2298069.542 | 2298069.542 | 2298069.542 | 2297261.6841 | 0 | 0 | 0 | 0 | 0 | 0 | 0 | 0 | 0 | 0
| Unknown, commercial | 29182587.4765 | 29182587.4765 | 29.1826 | 1632514.1084 | 1632514.1084 | 0% | 0 | 4% | 1.4% | 0.32764 | 0.2149 | 1.3777 | blended | 8573.6493 | 24282.48 | 16 | 12000 | 1909 | 2.8322 | blended | 0.00106 | blended | blended | blended | blended | blended | blended | blended | blended | blended | blended | blended | blended | blended | blended | blended | blended | blended | blended | blended | blended | blended | blended | blended | blended | blended | blended | 1688403.7926 | 1709146.8538 | 1731019.6917 | 1752892.5296 | 1774721.8241 | 1788609.556 | 1810482.3939 | 1832355.2318 | 1854228.0698 | 1874259.0472 | 1894584.7394 | 1894584.7394 | 1894584.7394 | 1894584.7394 | 1894264.2333 | 1893865.295 | 0 | 0 | 0 | 0 | 0 | 0 | 0 | 0 | 0 | 0 | 1688403.7926 | 1709146.8538 | 1731019.6917 | 1752892.5296 | 1774721.8241 | 1788609.556 | 1810482.3939 | 1832355.2318 | 1854228.0698 | 1874259.0472 | 1894584.7394 | 1894584.7394 | 1894584.7394 | 1894584.7394 | 1894264.2333 | 1893865.295 | 0 | 0 | 0 | 0 | 0 | 0 | 0 | 0 | 0 | 0
Table 111. Vermont Primary Heating Fuel Mix and Average Heating Efficiency, Residential Buildings
[17 empty] | Heating Fuel | Single Family | Multifamily | Unknown | Average Heating Efficiency (ηave)
[17 empty] | Oil | 45% | 5% | 41% | 0.84
[17 empty] | Propane | 17% | 5% | 16% | 0.83
[17 empty] | Natural Gas | 23% | 66% | 27% | 0.85
[17 empty] | Electricity | 6% | 23% | 8% | 2.52
[17 empty] | Wood | 8% | 1% | 7% | 0.53
Table 112. Default AWHP Heating Efficiency (COPhp)
[17 empty] | Rated Heating Capacity, tons | COP
[17 empty] | 2 | 2.75
[17 empty] | 2.5 | 2.76
[17 empty] | 3 | 2.78
[17 empty] | 3.5 | 2.9
[17 empty] | 4 | 3.03
[17 empty] | 4.5 | 2.87
[17 empty] | 5 | 2.71
[17 empty] | 5.5 | 2.8
[17 empty] | 6 | 2.89
[17 empty] | Overall Average | 2.8322

## RE_HVAC_ENRV
Characterization: | RE_HVAC_ENRV
Residential ERV/HRV
Assumptions:
▪ Central A/C presence is unknown/not collected
▪ Building type is unknown/not collected
▪ Heating efficiencies per Table 114.
▪ Default HRV/ERV size for unknown building type per Table 118.
helper row
[6 empty] | 2025 First Year Savings |  |  |  | Affected Fuel Adders |  | Mixed Baseline Scenario Adders | [29 empty] | Affected Fuel Lifecycle Carbon Intensity - With Adder (gCO2e/MJ) | [25 empty] | Lifetime CO2e Reductions, Thermal [g] | [25 empty] | Lifetime CO2e Reductions, Total [g]
Unit Type | Proposed Efficiency Level | Heating Fuel | Lifetime CO2e Reductions, Thermal [g] | Lifetime CO2e Reductions, Total [g] | Lifetime Credits | ΔCO2e | ΔCO2eheat | ΔCO2ecool | ΔCO2efan | TDL | CI' | TDLelec | TDLng | CI' prop | CI' oil | CI' wood | ΔEheat [MJ] | ΔEcool [MJ] | ΔEfan [MJ] | ΔEhl [MJ] | ΔEcl [MJ] | Measure Life | Fe |  | %Cool | CFMave | ASREEE | ASREBase | ΔH | ATREEE | ATREBase | HDH [°F hr] | WattsAve,Base | WattsAve,EE | Hours/Year | ηheat | ηcool | Density of Air | Specific Heat of Air | MJ/BTU | MJ/Wh | 2025 | 2026 | 2027 | 2028 | 2029 | 2030 | 2031 | 2032 | 2033 | 2034 | 2035 | 2036 | 2037 | 2038 | 2039 | 2040 | 2041 | 2042 | 2043 | 2044 | 2045 | 2046 | 2047 | 2048 | 2049 | 2050 | 2025 | 2026 | 2027 | 2028 | 2029 | 2030 | 2031 | 2032 | 2033 | 2034 | 2035 | 2036 | 2037 | 2038 | 2039 | 2040 | 2041 | 2042 | 2043 | 2044 | 2045 | 2046 | 2047 | 2048 | 2049 | 2050 | 2025 | 2026 | 2027 | 2028 | 2029 | 2030 | 2031 | 2032 | 2033 | 2034 | 2035 | 2036 | 2037 | 2038 | 2039 | 2040 | 2041 | 2042 | 2043 | 2044 | 2045 | 2046 | 2047 | 2048 | 2049 | 2050
ERV | Tier 1 | Oil | 1207961.7346 | 1271608.3737 | 1.208 | 88486.6219 | 80904.4172 | 138.0283 | 7444.1764 | 0% | 0.2149 | 4% | 1.4% | 0.32764 | 0.2149 | 1.3777 | 966.8798 | 3.5084 | 189.216 | 812.179 | 20.0681 | 15 | 3.14% |  | 14.7% | 60 | 79.1% | 70% | 6360 | 0.577 | 0.502 | 129936 | 48.5 | 42.5 | 8760 | 0.84 | 5.72 | 4.5 | 1.08 | 0.00106 | 0.0036 | 83.6758 | 83.6758 | 83.6758 | 83.6758 | 83.6758 | 83.1407 | 83.1407 | 83.1407 | 83.1407 | 83.1407 | 83.0516 | 83.0516 | 83.0516 | 83.0516 | 83.0516 | 0 | 0 | 0 | 0 | 0 | 0 | 0 | 0 | 0 | 0 | 0 | 80904.4172 | 80904.4172 | 80904.4172 | 80904.4172 | 80904.4172 | 80387.0406 | 80387.0406 | 80387.0406 | 80387.0406 | 80387.0406 | 80300.8891 | 80300.8891 | 80300.8891 | 80300.8891 | 80300.8891 | 0 | 0 | 0 | 0 | 0 | 0 | 0 | 0 | 0 | 0 | 0 | 88486.6219 | 87959.3963 | 87432.1707 | 86904.9451 | 86377.7195 | 85333.1173 | 84805.8917 | 84278.6661 | 83751.4405 | 83224.2149 | 82610.8379 | 82610.8379 | 82610.8379 | 82610.8379 | 82610.8379 | 0 | 0 | 0 | 0 | 0 | 0 | 0 | 0 | 0 | 0 | 0
|  | Propane | 1082789.408 | 1146436.0471 | 1.0828 | 80131.0668 | 72548.8621 | 138.0283 | 7444.1764 | 0% | 0.32764 | 4% | 1.4% | 0.32764 | 0.2149 | 1.3777 | 978.5289 | 3.5084 | 189.216 | 812.179 | 20.0681 | 15 | 3.14% |  | 14.7% | 60 | 79.1% | 70% | 6360 | 0.577 | 0.502 | 129936 | 48.5 | 42.5 | 8760 | 0.83 | 5.72 | 4.5 | 1.08 | 0.00106 | 0.0036 | 74.1407 | 73.9136 | 73.9136 | 73.9136 | 73.9048 | 73.9048 | 73.9048 | 73.9048 | 73.9048 | 73.5345 | 73.5345 | 73.5345 | 73.5345 | 73.5345 | 73.4701 | 0 | 0 | 0 | 0 | 0 | 0 | 0 | 0 | 0 | 0 | 0 | 72548.8621 | 72326.581 | 72326.581 | 72326.581 | 72318.0139 | 72318.0139 | 72318.0139 | 72318.0139 | 72318.0139 | 71955.632 | 71955.632 | 71955.632 | 71955.632 | 71955.632 | 71892.5732 | 0 | 0 | 0 | 0 | 0 | 0 | 0 | 0 | 0 | 0 | 0 | 80131.0668 | 79381.5601 | 78854.3345 | 78327.1089 | 77791.3163 | 77264.0907 | 76736.8651 | 76209.6395 | 75682.4139 | 74792.8064 | 74265.5808 | 74265.5808 | 74265.5808 | 74265.5808 | 74202.5219 | 0 | 0 | 0 | 0 | 0 | 0 | 0 | 0 | 0 | 0 | 0
|  | Natural Gas | 925503.9862 | 989150.6252 | 0.9255 | 69328.9371 | 61746.7324 | 138.0283 | 7444.1764 | 1.4% | 0 | 4% | 1.4% | 0.32764 | 0.2149 | 1.3777 | 955.5047 | 3.5084 | 189.216 | 812.179 | 20.0681 | 15 | 3.14% |  | 14.7% | 60 | 79.1% | 70% | 6360 | 0.577 | 0.502 | 129936 | 48.5 | 42.5 | 8760 | 0.85 | 5.72 | 4.5 | 1.08 | 0.00106 | 0.0036 | 63.7174 | 63.7174 | 63.7174 | 63.7174 | 63.7174 | 63.6511 | 63.6511 | 63.6511 | 63.6511 | 63.6511 | 63.6399 | 63.6399 | 63.6399 | 63.6399 | 63.6399 | 0 | 0 | 0 | 0 | 0 | 0 | 0 | 0 | 0 | 0 | 0 | 61746.7324 | 61746.7324 | 61746.7324 | 61746.7324 | 61746.7324 | 61682.4686 | 61682.4686 | 61682.4686 | 61682.4686 | 61682.4686 | 61671.5963 | 61671.5963 | 61671.5963 | 61671.5963 | 61671.5963 | 0 | 0 | 0 | 0 | 0 | 0 | 0 | 0 | 0 | 0 | 0 | 69328.9371 | 68801.7115 | 68274.4859 | 67747.2603 | 67220.0347 | 66628.5453 | 66101.3197 | 65574.0941 | 65046.8685 | 64519.6429 | 63981.545 | 63981.545 | 63981.545 | 63981.545 | 63981.545 | 0 | 0 | 0 | 0 | 0 | 0 | 0 | 0 | 0 | 0 | 0
|  | Electricity | 106436.3529 | 170082.992 | 0.10644 | 20261.935 | 12679.7303 | 138.0283 | 7444.1764 | 4% | 0 | 4% | 1.4% | 0.32764 | 0.2149 | 1.3777 | 322.2933 | 3.5084 | 189.216 | 812.179 | 20.0681 | 15 | 3.14% |  | 14.7% | 60 | 79.1% | 70% | 6360 | 0.577 | 0.502 | 129936 | 48.5 | 42.5 | 8760 | 2.52 | 5.72 | 4.5 | 1.08 | 0.00106 | 0.0036 | 37.7685 | 35.1423 | 32.5161 | 29.8899 | 27.2636 | 24.6374 | 22.0112 | 19.385 | 16.7588 | 14.1326 | 11.5063 | 11.5063 | 11.5063 | 11.5063 | 11.5063 | 0 | 0 | 0 | 0 | 0 | 0 | 0 | 0 | 0 | 0 | 0 | 12679.7303 | 11798.0503 | 10916.3702 | 10034.6902 | 9153.0102 | 8271.3302 | 7389.6502 | 6507.9702 | 5626.2902 | 4744.6102 | 3862.9301 | 3862.9301 | 3862.9301 | 3862.9301 | 3862.9301 | 0 | 0 | 0 | 0 | 0 | 0 | 0 | 0 | 0 | 0 | 0 | 20261.935 | 18853.0294 | 17444.1238 | 16035.2182 | 14626.3125 | 13217.4069 | 11808.5013 | 10399.5957 | 8990.6901 | 7581.7845 | 6172.8789 | 6172.8789 | 6172.8789 | 6172.8789 | 6172.8789 | 0 | 0 | 0 | 0 | 0 | 0 | 0 | 0 | 0 | 0 | 0
|  | Wood, commercial | 756536.8294 | 820183.4684 | 0.75654 | 73591.7539 | 66009.5492 | 138.0283 | 7444.1764 | 0% | 1.3777 | 4% | 1.4% | 0.32764 | 0.2149 | 1.3777 | 1532.4132 | 3.5084 | 189.216 | 812.179 | 20.0681 | 15 | 3.14% |  | 14.7% | 60 | 79.1% | 70% | 6360 | 0.577 | 0.502 | 129936 | 48.5 | 42.5 | 8760 | 0.53 | 5.72 | 4.5 | 1.08 | 0.00106 | 0.0036 | 33.0471 | 33.0471 | 33.0471 | 33.0471 | 33.0471 | 32.8882 | 32.8882 | 32.8882 | 32.8882 | 32.8882 | 32.8027 | 32.8027 | 32.8027 | 32.8027 | 32.8027 | 0 | 0 | 0 | 0 | 0 | 0 | 0 | 0 | 0 | 0 | 0 | 50641.7722 | 50641.7722 | 50641.7722 | 50641.7722 | 50641.7722 | 50398.2891 | 50398.2891 | 50398.2891 | 50398.2891 | 50398.2891 | 50267.3046 | 50267.3046 | 50267.3046 | 50267.3046 | 50267.3046 | 0 | 0 | 0 | 0 | 0 | 0 | 0 | 0 | 0 | 0 | 0 | 58223.9769 | 57696.7513 | 57169.5257 | 56642.3001 | 56115.0745 | 55344.3659 | 54817.1403 | 54289.9147 | 53762.6891 | 53235.4635 | 52577.2533 | 52577.2533 | 52577.2533 | 52577.2533 | 52577.2533 | 0 | 0 | 0 | 0 | 0 | 0 | 0 | 0 | 0 | 0 | 0
|  | Unknown, non-commercial | 979869.179 | 1043515.8181 | 0.97987 | 73591.7539 | 66009.5492 | 138.0283 | 7444.1764 | 0% | 0 | 4% | 1.4% | 0.32764 | 0.2149 | 1.3777 | blended | 3.5084 | 189.216 | 812.179 | 20.0681 | 15 | 3.14% |  | 14.7% | 60 | 79.1% | 70% | 6360 | 0.577 | 0.502 | 129936 | 48.5 | 42.5 | 8760 | blended | 5.72 | 4.5 | 1.08 | 0.00106 | 0.0036 | blended | blended | blended | blended | blended | blended | blended | blended | blended | blended | blended | blended | blended | blended | blended | 0 | 0 | 0 | 0 | 0 | 0 | 0 | 0 | 0 | 0 | 0 | 66009.5492 | 65903.4498 | 65832.9154 | 65762.381 | 65690.4759 | 65373.4221 | 65302.8876 | 65232.3532 | 65161.8188 | 65033.3033 | 64915.3424 | 64915.3424 | 64915.3424 | 64915.3424 | 64905.253 | 0 | 0 | 0 | 0 | 0 | 0 | 0 | 0 | 0 | 0 | 0 | 73591.7539 | 72958.4289 | 72360.6689 | 71762.909 | 71163.7782 | 70319.4988 | 69721.7388 | 69123.9788 | 68526.2188 | 67870.4777 | 67225.2911 | 67225.2911 | 67225.2911 | 67225.2911 | 67215.2017 | 0 | 0 | 0 | 0 | 0 | 0 | 0 | 0 | 0 | 0 | 0
| Tier 2 | Oil | 2030968.6308 | 2290682.6612 | 2.031 | 166965.7613 | 136026.1081 | 294.4604 | 30645.1929 | 0% | 0.2149 | 4% | 1.4% | 0.32764 | 0.2149 | 1.3777 | 1625.633 | 7.4846 | 778.9392 | 1365.5317 | 42.8119 | 15 | 3.14% |  | 14.7% | 60 | 85.3% | 70% | 6360 | 0.662 | 0.502 | 129936 | 48.5 | 23.8 | 8760 | 0.84 | 5.72 | 4.5 | 1.08 | 0.00106 | 0.0036 | 83.6758 | 83.6758 | 83.6758 | 83.6758 | 83.6758 | 83.1407 | 83.1407 | 83.1407 | 83.1407 | 83.1407 | 83.0516 | 83.0516 | 83.0516 | 83.0516 | 83.0516 | 0 | 0 | 0 | 0 | 0 | 0 | 0 | 0 | 0 | 0 | 0 | 136026.1081 | 136026.1081 | 136026.1081 | 136026.1081 | 136026.1081 | 135156.2331 | 135156.2331 | 135156.2331 | 135156.2331 | 135156.2331 | 135011.385 | 135011.385 | 135011.385 | 135011.385 | 135011.385 | 0 | 0 | 0 | 0 | 0 | 0 | 0 | 0 | 0 | 0 | 0 | 166965.7613 | 164814.3848 | 162663.0083 | 160511.6318 | 158360.2553 | 155339.0038 | 153187.6273 | 151036.2508 | 148884.8743 | 146733.4978 | 144437.2732 | 144437.2732 | 144437.2732 | 144437.2732 | 144437.2732 | 0 | 0 | 0 | 0 | 0 | 0 | 0 | 0 | 0 | 0 | 0
|  | Propane | 1820514.0596 | 2080228.09 | 1.8205 | 152917.4104 | 121977.7571 | 294.4604 | 30645.1929 | 0% | 0.32764 | 4% | 1.4% | 0.32764 | 0.2149 | 1.3777 | 1645.2189 | 7.4846 | 778.9392 | 1365.5317 | 42.8119 | 15 | 3.14% |  | 14.7% | 60 | 85.3% | 70% | 6360 | 0.662 | 0.502 | 129936 | 48.5 | 23.8 | 8760 | 0.83 | 5.72 | 4.5 | 1.08 | 0.00106 | 0.0036 | 74.1407 | 73.9136 | 73.9136 | 73.9136 | 73.9048 | 73.9048 | 73.9048 | 73.9048 | 73.9048 | 73.5345 | 73.5345 | 73.5345 | 73.5345 | 73.5345 | 73.4701 | 0 | 0 | 0 | 0 | 0 | 0 | 0 | 0 | 0 | 0 | 0 | 121977.7571 | 121604.0318 | 121604.0318 | 121604.0318 | 121589.6278 | 121589.6278 | 121589.6278 | 121589.6278 | 121589.6278 | 120980.3483 | 120980.3483 | 120980.3483 | 120980.3483 | 120980.3483 | 120874.3263 | 0 | 0 | 0 | 0 | 0 | 0 | 0 | 0 | 0 | 0 | 0 | 152917.4104 | 150392.3086 | 148240.9321 | 146089.5555 | 143923.775 | 141772.3985 | 139621.022 | 137469.6455 | 135318.269 | 132557.613 | 130406.2365 | 130406.2365 | 130406.2365 | 130406.2365 | 130300.2144 | 0 | 0 | 0 | 0 | 0 | 0 | 0 | 0 | 0 | 0 | 0
|  | Natural Gas | 1556067.1416 | 1815781.172 | 1.5561 | 134755.5879 | 103815.9346 | 294.4604 | 30645.1929 | 1.4% | 0 | 4% | 1.4% | 0.32764 | 0.2149 | 1.3777 | 1606.5079 | 7.4846 | 778.9392 | 1365.5317 | 42.8119 | 15 | 3.14% |  | 14.7% | 60 | 85.3% | 70% | 6360 | 0.662 | 0.502 | 129936 | 48.5 | 23.8 | 8760 | 0.85 | 5.72 | 4.5 | 1.08 | 0.00106 | 0.0036 | 63.7174 | 63.7174 | 63.7174 | 63.7174 | 63.7174 | 63.6511 | 63.6511 | 63.6511 | 63.6511 | 63.6511 | 63.6399 | 63.6399 | 63.6399 | 63.6399 | 63.6399 | 0 | 0 | 0 | 0 | 0 | 0 | 0 | 0 | 0 | 0 | 0 | 103815.9346 | 103815.9346 | 103815.9346 | 103815.9346 | 103815.9346 | 103707.8868 | 103707.8868 | 103707.8868 | 103707.8868 | 103707.8868 | 103689.6069 | 103689.6069 | 103689.6069 | 103689.6069 | 103689.6069 | 0 | 0 | 0 | 0 | 0 | 0 | 0 | 0 | 0 | 0 | 0 | 134755.5879 | 132604.2114 | 130452.8349 | 128301.4584 | 126150.0819 | 123890.6575 | 121739.281 | 119587.9044 | 117436.5279 | 115285.1514 | 113115.4951 | 113115.4951 | 113115.4951 | 113115.4951 | 113115.4951 | 0 | 0 | 0 | 0 | 0 | 0 | 0 | 0 | 0 | 0 | 0
|  | Electricity | 178953.4285 | 438667.4589 | 0.17895 | 52258.3206 | 21318.6674 | 294.4604 | 30645.1929 | 4% | 0 | 4% | 1.4% | 0.32764 | 0.2149 | 1.3777 | 541.8777 | 7.4846 | 778.9392 | 1365.5317 | 42.8119 | 15 | 3.14% |  | 14.7% | 60 | 85.3% | 70% | 6360 | 0.662 | 0.502 | 129936 | 48.5 | 23.8 | 8760 | 2.52 | 5.72 | 4.5 | 1.08 | 0.00106 | 0.0036 | 37.7685 | 35.1423 | 32.5161 | 29.8899 | 27.2636 | 24.6374 | 22.0112 | 19.385 | 16.7588 | 14.1326 | 11.5063 | 11.5063 | 11.5063 | 11.5063 | 11.5063 | 0 | 0 | 0 | 0 | 0 | 0 | 0 | 0 | 0 | 0 | 0 | 21318.6674 | 19836.2823 | 18353.8972 | 16871.5122 | 15389.1271 | 13906.742 | 12424.3569 | 10941.9719 | 9459.5868 | 7977.2017 | 6494.8166 | 6494.8166 | 6494.8166 | 6494.8166 | 6494.8166 | 0 | 0 | 0 | 0 | 0 | 0 | 0 | 0 | 0 | 0 | 0 | 52258.3206 | 48624.5591 | 44990.7975 | 41357.0359 | 37723.2743 | 34089.5127 | 30455.7511 | 26821.9895 | 23188.228 | 19554.4664 | 15920.7048 | 15920.7048 | 15920.7048 | 15920.7048 | 15920.7048 | 0 | 0 | 0 | 0 | 0 | 0 | 0 | 0 | 0 | 0 | 0
|  | Wood, commercial | 1271979.5043 | 1531693.5348 | 1.272 | 141922.7415 | 110983.0882 | 294.4604 | 30645.1929 | 0% | 1.3777 | 4% | 1.4% | 0.32764 | 0.2149 | 1.3777 | 2576.475 | 7.4846 | 778.9392 | 1365.5317 | 42.8119 | 15 | 3.14% |  | 14.7% | 60 | 85.3% | 70% | 6360 | 0.662 | 0.502 | 129936 | 48.5 | 23.8 | 8760 | 0.53 | 5.72 | 4.5 | 1.08 | 0.00106 | 0.0036 | 33.0471 | 33.0471 | 33.0471 | 33.0471 | 33.0471 | 32.8882 | 32.8882 | 32.8882 | 32.8882 | 32.8882 | 32.8027 | 32.8027 | 32.8027 | 32.8027 | 32.8027 | 0 | 0 | 0 | 0 | 0 | 0 | 0 | 0 | 0 | 0 | 0 | 85144.9576 | 85144.9576 | 85144.9576 | 85144.9576 | 85144.9576 | 84735.585 | 84735.585 | 84735.585 | 84735.585 | 84735.585 | 84515.3582 | 84515.3582 | 84515.3582 | 84515.3582 | 84515.3582 | 0 | 0 | 0 | 0 | 0 | 0 | 0 | 0 | 0 | 0 | 0 | 116084.6109 | 113933.2344 | 111781.8579 | 109630.4814 | 107479.1049 | 104918.3557 | 102766.9792 | 100615.6027 | 98464.2262 | 96312.8497 | 93941.2464 | 93941.2464 | 93941.2464 | 93941.2464 | 93941.2464 | 0 | 0 | 0 | 0 | 0 | 0 | 0 | 0 | 0 | 0 | 0
|  | Unknown, non-commercial | 1647472.356 | 1907186.3864 | 1.6475 | 141922.7415 | 110983.0882 | 294.4604 | 30645.1929 | 0% | 0 | 4% | 1.4% | 0.32764 | 0.2149 | 1.3777 | blended | 7.4846 | 778.9392 | 1365.5317 | 42.8119 | 15 | 3.14% |  | 14.7% | 60 | 85.3% | 70% | 6360 | 0.662 | 0.502 | 129936 | 48.5 | 23.8 | 8760 | blended | 5.72 | 4.5 | 1.08 | 0.00106 | 0.0036 | blended | blended | blended | blended | blended | blended | blended | blended | blended | blended | blended | blended | blended | blended | blended | 0 | 0 | 0 | 0 | 0 | 0 | 0 | 0 | 0 | 0 | 0 | 110983.0882 | 110804.7014 | 110686.1106 | 110567.5198 | 110446.6243 | 109913.5558 | 109794.9649 | 109676.3741 | 109557.7833 | 109341.7078 | 109143.3779 | 109143.3779 | 109143.3779 | 109143.3779 | 109126.4143 | 0 | 0 | 0 | 0 | 0 | 0 | 0 | 0 | 0 | 0 | 0 | 141922.7415 | 139592.9781 | 137323.0108 | 135053.0435 | 132780.7715 | 130096.3265 | 127826.3591 | 125556.3918 | 123286.4245 | 120918.9725 | 118569.266 | 118569.266 | 118569.266 | 118569.266 | 118552.3025 | 0 | 0 | 0 | 0 | 0 | 0 | 0 | 0 | 0 | 0 | 0
HRV | Tier 1 | Oil | 1088492.9916 | 1133276.0585 | 1.0885 | 78237.8745 | 72902.8814 | 0 | 5334.9931 | 0% | 0.2149 | 4% | 1.4% | 0.32764 | 0.2149 | 1.3777 | 871.2543 | 0 | 135.6048 | 731.8536 | 0 | 15 | 3.14% |  | 14.7% | 60 | 79% | 70.8% | 6360 | 0 | 0 | 129936 | 49.1 | 44.8 | 8760 | 0.84 | 5.72 | 4.5 | 1.08 | 0.00106 | 0.0036 | 83.6758 | 83.6758 | 83.6758 | 83.6758 | 83.6758 | 83.1407 | 83.1407 | 83.1407 | 83.1407 | 83.1407 | 83.0516 | 83.0516 | 83.0516 | 83.0516 | 83.0516 | 0 | 0 | 0 | 0 | 0 | 0 | 0 | 0 | 0 | 0 | 0 | 72902.8814 | 72902.8814 | 72902.8814 | 72902.8814 | 72902.8814 | 72436.6739 | 72436.6739 | 72436.6739 | 72436.6739 | 72436.6739 | 72359.0429 | 72359.0429 | 72359.0429 | 72359.0429 | 72359.0429 | 0 | 0 | 0 | 0 | 0 | 0 | 0 | 0 | 0 | 0 | 0 | 78237.8745 | 77866.9079 | 77495.9413 | 77124.9747 | 76754.008 | 75916.8339 | 75545.8673 | 75174.9006 | 74803.934 | 74432.9674 | 73984.3698 | 73984.3698 | 73984.3698 | 73984.3698 | 73984.3698 | 0 | 0 | 0 | 0 | 0 | 0 | 0 | 0 | 0 | 0 | 0
|  | Propane | 975700.3457 | 1020483.4125 | 0.9757 | 70708.693 | 65373.6999 | 0 | 5334.9931 | 0% | 0.32764 | 4% | 1.4% | 0.32764 | 0.2149 | 1.3777 | 881.7513 | 0 | 135.6048 | 731.8536 | 0 | 15 | 3.14% |  | 14.7% | 60 | 79% | 70.8% | 6360 | 0 | 0 | 129936 | 49.1 | 44.8 | 8760 | 0.83 | 5.72 | 4.5 | 1.08 | 0.00106 | 0.0036 | 74.1407 | 73.9136 | 73.9136 | 73.9136 | 73.9048 | 73.9048 | 73.9048 | 73.9048 | 73.9048 | 73.5345 | 73.5345 | 73.5345 | 73.5345 | 73.5345 | 73.4701 | 0 | 0 | 0 | 0 | 0 | 0 | 0 | 0 | 0 | 0 | 0 | 65373.6999 | 65173.4027 | 65173.4027 | 65173.4027 | 65165.6829 | 65165.6829 | 65165.6829 | 65165.6829 | 65165.6829 | 64839.1409 | 64839.1409 | 64839.1409 | 64839.1409 | 64839.1409 | 64782.3187 | 0 | 0 | 0 | 0 | 0 | 0 | 0 | 0 | 0 | 0 | 0 | 70708.693 | 70137.4291 | 69766.4625 | 69395.4959 | 69016.8095 | 68645.8428 | 68274.8762 | 67903.9096 | 67532.943 | 66835.4344 | 66464.4678 | 66464.4678 | 66464.4678 | 66464.4678 | 66407.6455 | 0 | 0 | 0 | 0 | 0 | 0 | 0 | 0 | 0 | 0 | 0
|  | Natural Gas | 833970.6249 | 878753.6917 | 0.83397 | 60974.9058 | 55639.9127 | 0 | 5334.9931 | 1.4% | 0 | 4% | 1.4% | 0.32764 | 0.2149 | 1.3777 | 861.0042 | 0 | 135.6048 | 731.8536 | 0 | 15 | 3.14% |  | 14.7% | 60 | 79% | 70.8% | 6360 | 0 | 0 | 129936 | 49.1 | 44.8 | 8760 | 0.85 | 5.72 | 4.5 | 1.08 | 0.00106 | 0.0036 | 63.7174 | 63.7174 | 63.7174 | 63.7174 | 63.7174 | 63.6511 | 63.6511 | 63.6511 | 63.6511 | 63.6511 | 63.6399 | 63.6399 | 63.6399 | 63.6399 | 63.6399 | 0 | 0 | 0 | 0 | 0 | 0 | 0 | 0 | 0 | 0 | 0 | 55639.9127 | 55639.9127 | 55639.9127 | 55639.9127 | 55639.9127 | 55582.0047 | 55582.0047 | 55582.0047 | 55582.0047 | 55582.0047 | 55572.2076 | 55572.2076 | 55572.2076 | 55572.2076 | 55572.2076 | 0 | 0 | 0 | 0 | 0 | 0 | 0 | 0 | 0 | 0 | 0 | 60974.9058 | 60603.9392 | 60232.9725 | 59862.0059 | 59491.0393 | 59062.1646 | 58691.198 | 58320.2314 | 57949.2647 | 57578.2981 | 57197.5344 | 57197.5344 | 57197.5344 | 57197.5344 | 57197.5344 | 0 | 0 | 0 | 0 | 0 | 0 | 0 | 0 | 0 | 0 | 0
|  | Electricity | 95909.6806 | 140692.7475 | 0.09591 | 16760.6841 | 11425.691 | 0 | 5334.9931 | 4% | 0 | 4% | 1.4% | 0.32764 | 0.2149 | 1.3777 | 290.4181 | 0 | 135.6048 | 731.8536 | 0 | 15 | 3.14% |  | 14.7% | 60 | 79% | 70.8% | 6360 | 0 | 0 | 129936 | 49.1 | 44.8 | 8760 | 2.52 | 5.72 | 4.5 | 1.08 | 0.00106 | 0.0036 | 37.7685 | 35.1423 | 32.5161 | 29.8899 | 27.2636 | 24.6374 | 22.0112 | 19.385 | 16.7588 | 14.1326 | 11.5063 | 11.5063 | 11.5063 | 11.5063 | 11.5063 | 0 | 0 | 0 | 0 | 0 | 0 | 0 | 0 | 0 | 0 | 0 | 11425.691 | 10631.2101 | 9836.7292 | 9042.2483 | 8247.7675 | 7453.2866 | 6658.8057 | 5864.3248 | 5069.8439 | 4275.363 | 3480.8821 | 3480.8821 | 3480.8821 | 3480.8821 | 3480.8821 | 0 | 0 | 0 | 0 | 0 | 0 | 0 | 0 | 0 | 0 | 0 | 16760.6841 | 15595.2366 | 14429.7891 | 13264.3416 | 12098.894 | 10933.4465 | 9767.999 | 8602.5515 | 7437.104 | 6271.6565 | 5106.2089 | 5106.2089 | 5106.2089 | 5106.2089 | 5106.2089 | 0 | 0 | 0 | 0 | 0 | 0 | 0 | 0 | 0 | 0 | 0
|  | Wood, commercial | 681714.5056 | 726497.5724 | 0.68171 | 64816.1253 | 59481.1322 | 0 | 5334.9931 | 0% | 1.3777 | 4% | 1.4% | 0.32764 | 0.2149 | 1.3777 | 1380.8559 | 0 | 135.6048 | 731.8536 | 0 | 15 | 3.14% |  | 14.7% | 60 | 79% | 70.8% | 6360 | 0 | 0 | 129936 | 49.1 | 44.8 | 8760 | 0.53 | 5.72 | 4.5 | 1.08 | 0.00106 | 0.0036 | 33.0471 | 33.0471 | 33.0471 | 33.0471 | 33.0471 | 32.8882 | 32.8882 | 32.8882 | 32.8882 | 32.8882 | 32.8027 | 32.8027 | 32.8027 | 32.8027 | 32.8027 | 0 | 0 | 0 | 0 | 0 | 0 | 0 | 0 | 0 | 0 | 0 | 45633.2453 | 45633.2453 | 45633.2453 | 45633.2453 | 45633.2453 | 45413.8429 | 45413.8429 | 45413.8429 | 45413.8429 | 45413.8429 | 45295.8129 | 45295.8129 | 45295.8129 | 45295.8129 | 45295.8129 | 0 | 0 | 0 | 0 | 0 | 0 | 0 | 0 | 0 | 0 | 0 | 50968.2384 | 50597.2717 | 50226.3051 | 49855.3385 | 49484.3719 | 48894.0029 | 48523.0363 | 48152.0697 | 47781.103 | 47410.1364 | 46921.1397 | 46921.1397 | 46921.1397 | 46921.1397 | 46921.1397 | 0 | 0 | 0 | 0 | 0 | 0 | 0 | 0 | 0 | 0 | 0
|  | Unknown, non-commercial | 882959.0404 | 927742.1073 | 0.88296 | 64816.1253 | 59481.1322 | 0 | 5334.9931 | 0% | 0 | 4% | 1.4% | 0.32764 | 0.2149 | 1.3777 | blended | 0 | 135.6048 | 731.8536 | 0 | 15 | 3.14% |  | 14.7% | 60 | 79% | 70.8% | 6360 | 0 | 0 | 129936 | 49.1 | 44.8 | 8760 | blended | 5.72 | 4.5 | 1.08 | 0.00106 | 0.0036 | blended | blended | blended | blended | blended | blended | blended | blended | blended | blended | blended | blended | blended | blended | blended | 0 | 0 | 0 | 0 | 0 | 0 | 0 | 0 | 0 | 0 | 0 | 59481.1322 | 59385.5262 | 59321.9678 | 59258.4093 | 59193.6156 | 58907.9188 | 58844.3603 | 58780.8018 | 58717.2434 | 58601.4382 | 58495.1437 | 58495.1437 | 58495.1437 | 58495.1437 | 58486.0521 | 0 | 0 | 0 | 0 | 0 | 0 | 0 | 0 | 0 | 0 | 0 | 64816.1253 | 64349.5527 | 63915.0276 | 63480.5025 | 63044.7422 | 62388.0787 | 61953.5536 | 61519.0285 | 61084.5034 | 60597.7316 | 60120.4705 | 60120.4705 | 60120.4705 | 60120.4705 | 60111.3789 | 0 | 0 | 0 | 0 | 0 | 0 | 0 | 0 | 0 | 0 | 0
| Tier 2 | Oil | 2070791.5451 | 2254089.6791 | 2.0708 | 160529.5375 | 138693.2867 | 0 | 21836.2508 | 0% | 0.2149 | 4% | 1.4% | 0.32764 | 0.2149 | 1.3777 | 1657.5082 | 0 | 555.0336 | 1392.3069 | 0 | 15 | 3.14% |  | 14.7% | 60 | 86.4% | 70.8% | 6360 | 0 | 0 | 129936 | 49.1 | 31.5 | 8760 | 0.84 | 5.72 | 4.5 | 1.08 | 0.00106 | 0.0036 | 83.6758 | 83.6758 | 83.6758 | 83.6758 | 83.6758 | 83.1407 | 83.1407 | 83.1407 | 83.1407 | 83.1407 | 83.0516 | 83.0516 | 83.0516 | 83.0516 | 83.0516 | 0 | 0 | 0 | 0 | 0 | 0 | 0 | 0 | 0 | 0 | 0 | 138693.2867 | 138693.2867 | 138693.2867 | 138693.2867 | 138693.2867 | 137806.3553 | 137806.3553 | 137806.3553 | 137806.3553 | 137806.3553 | 137658.6671 | 137658.6671 | 137658.6671 | 137658.6671 | 137658.6671 | 0 | 0 | 0 | 0 | 0 | 0 | 0 | 0 | 0 | 0 | 0 | 160529.5375 | 159011.1624 | 157492.7874 | 155974.4124 | 154456.0373 | 152050.731 | 150532.3559 | 149013.9809 | 147495.6059 | 145977.2308 | 144311.1675 | 144311.1675 | 144311.1675 | 144311.1675 | 144311.1675 | 0 | 0 | 0 | 0 | 0 | 0 | 0 | 0 | 0 | 0 | 0
|  | Propane | 1856210.4137 | 2039508.5477 | 1.8562 | 146205.7286 | 124369.4778 | 0 | 21836.2508 | 0% | 0.32764 | 4% | 1.4% | 0.32764 | 0.2149 | 1.3777 | 1677.4781 | 0 | 555.0336 | 1392.3069 | 0 | 15 | 3.14% |  | 14.7% | 60 | 86.4% | 70.8% | 6360 | 0 | 0 | 129936 | 49.1 | 31.5 | 8760 | 0.83 | 5.72 | 4.5 | 1.08 | 0.00106 | 0.0036 | 74.1407 | 73.9136 | 73.9136 | 73.9136 | 73.9048 | 73.9048 | 73.9048 | 73.9048 | 73.9048 | 73.5345 | 73.5345 | 73.5345 | 73.5345 | 73.5345 | 73.4701 | 0 | 0 | 0 | 0 | 0 | 0 | 0 | 0 | 0 | 0 | 0 | 124369.4778 | 123988.4246 | 123988.4246 | 123988.4246 | 123973.7382 | 123973.7382 | 123973.7382 | 123973.7382 | 123973.7382 | 123352.512 | 123352.512 | 123352.512 | 123352.512 | 123352.512 | 123244.4111 | 0 | 0 | 0 | 0 | 0 | 0 | 0 | 0 | 0 | 0 | 0 | 146205.7286 | 144306.3004 | 142787.9253 | 141269.5503 | 139736.4888 | 138218.1138 | 136699.7388 | 135181.3637 | 133662.9887 | 131523.3875 | 130005.0125 | 130005.0125 | 130005.0125 | 130005.0125 | 129896.9116 | 0 | 0 | 0 | 0 | 0 | 0 | 0 | 0 | 0 | 0 | 0
|  | Natural Gas | 1586578.262 | 1769876.396 | 1.5866 | 127687.792 | 105851.5412 | 0 | 21836.2508 | 1.4% | 0 | 4% | 1.4% | 0.32764 | 0.2149 | 1.3777 | 1638.0081 | 0 | 555.0336 | 1392.3069 | 0 | 15 | 3.14% |  | 14.7% | 60 | 86.4% | 70.8% | 6360 | 0 | 0 | 129936 | 49.1 | 31.5 | 8760 | 0.85 | 5.72 | 4.5 | 1.08 | 0.00106 | 0.0036 | 63.7174 | 63.7174 | 63.7174 | 63.7174 | 63.7174 | 63.6511 | 63.6511 | 63.6511 | 63.6511 | 63.6511 | 63.6399 | 63.6399 | 63.6399 | 63.6399 | 63.6399 | 0 | 0 | 0 | 0 | 0 | 0 | 0 | 0 | 0 | 0 | 0 | 105851.5412 | 105851.5412 | 105851.5412 | 105851.5412 | 105851.5412 | 105741.3747 | 105741.3747 | 105741.3747 | 105741.3747 | 105741.3747 | 105722.7365 | 105722.7365 | 105722.7365 | 105722.7365 | 105722.7365 | 0 | 0 | 0 | 0 | 0 | 0 | 0 | 0 | 0 | 0 | 0 | 127687.792 | 126169.417 | 124651.042 | 123132.6669 | 121614.2919 | 119985.7504 | 118467.3753 | 116949.0003 | 115430.6253 | 113912.2502 | 112375.2369 | 112375.2369 | 112375.2369 | 112375.2369 | 112375.2369 | 0 | 0 | 0 | 0 | 0 | 0 | 0 | 0 | 0 | 0 | 0
|  | Electricity | 182462.3193 | 365760.4532 | 0.18246 | 43572.9313 | 21736.6805 | 0 | 21836.2508 | 4% | 0 | 4% | 1.4% | 0.32764 | 0.2149 | 1.3777 | 552.5027 | 0 | 555.0336 | 1392.3069 | 0 | 15 | 3.14% |  | 14.7% | 60 | 86.4% | 70.8% | 6360 | 0 | 0 | 129936 | 49.1 | 31.5 | 8760 | 2.52 | 5.72 | 4.5 | 1.08 | 0.00106 | 0.0036 | 37.7685 | 35.1423 | 32.5161 | 29.8899 | 27.2636 | 24.6374 | 22.0112 | 19.385 | 16.7588 | 14.1326 | 11.5063 | 11.5063 | 11.5063 | 11.5063 | 11.5063 | 0 | 0 | 0 | 0 | 0 | 0 | 0 | 0 | 0 | 0 | 0 | 21736.6805 | 20225.229 | 18713.7776 | 17202.3261 | 15690.8747 | 14179.4232 | 12667.9718 | 11156.5203 | 9645.0689 | 8133.6174 | 6622.166 | 6622.166 | 6622.166 | 6622.166 | 6622.166 | 0 | 0 | 0 | 0 | 0 | 0 | 0 | 0 | 0 | 0 | 0 | 43572.9313 | 40543.1048 | 37513.2783 | 34483.4518 | 31453.6253 | 28423.7989 | 25393.9724 | 22364.1459 | 19334.3194 | 16304.4929 | 13274.6664 | 13274.6664 | 13274.6664 | 13274.6664 | 13274.6664 | 0 | 0 | 0 | 0 | 0 | 0 | 0 | 0 | 0 | 0 | 0
|  | Wood, commercial | 1296920.2789 | 1480218.4129 | 1.2969 | 134995.478 | 113159.2272 | 0 | 21836.2508 | 0% | 1.3777 | 4% | 1.4% | 0.32764 | 0.2149 | 1.3777 | 2626.9941 | 0 | 555.0336 | 1392.3069 | 0 | 15 | 3.14% |  | 14.7% | 60 | 86.4% | 70.8% | 6360 | 0 | 0 | 129936 | 49.1 | 31.5 | 8760 | 0.53 | 5.72 | 4.5 | 1.08 | 0.00106 | 0.0036 | 33.0471 | 33.0471 | 33.0471 | 33.0471 | 33.0471 | 32.8882 | 32.8882 | 32.8882 | 32.8882 | 32.8882 | 32.8027 | 32.8027 | 32.8027 | 32.8027 | 32.8027 | 0 | 0 | 0 | 0 | 0 | 0 | 0 | 0 | 0 | 0 | 0 | 86814.4666 | 86814.4666 | 86814.4666 | 86814.4666 | 86814.4666 | 86397.0671 | 86397.0671 | 86397.0671 | 86397.0671 | 86397.0671 | 86172.5221 | 86172.5221 | 86172.5221 | 86172.5221 | 86172.5221 | 0 | 0 | 0 | 0 | 0 | 0 | 0 | 0 | 0 | 0 | 0 | 108650.7174 | 107132.3424 | 105613.9674 | 104095.5923 | 102577.2173 | 100641.4427 | 99123.0677 | 97604.6926 | 96086.3176 | 94567.9426 | 92825.0226 | 92825.0226 | 92825.0226 | 92825.0226 | 92825.0226 | 0 | 0 | 0 | 0 | 0 | 0 | 0 | 0 | 0 | 0 | 0
|  | Unknown, non-commercial | 1679775.7355 | 1863073.8695 | 1.6798 | 134995.478 | 113159.2272 | 0 | 21836.2508 | 0% | 0 | 4% | 1.4% | 0.32764 | 0.2149 | 1.3777 | blended | 0 | 555.0336 | 1392.3069 | 0 | 15 | 3.14% |  | 14.7% | 60 | 86.4% | 70.8% | 6360 | 0 | 0 | 129936 | 49.1 | 31.5 | 8760 | blended | 5.72 | 4.5 | 1.08 | 0.00106 | 0.0036 | blended | blended | blended | blended | blended | blended | blended | blended | blended | blended | blended | blended | blended | blended | blended | 0 | 0 | 0 | 0 | 0 | 0 | 0 | 0 | 0 | 0 | 0 | 113159.2272 | 112977.3426 | 112856.4265 | 112735.5103 | 112612.2444 | 112068.7235 | 111947.8074 | 111826.8913 | 111705.9752 | 111485.6629 | 111283.4441 | 111283.4441 | 111283.4441 | 111283.4441 | 111266.1479 | 0 | 0 | 0 | 0 | 0 | 0 | 0 | 0 | 0 | 0 | 0 | 134995.478 | 133295.2184 | 131655.9272 | 130016.6361 | 128374.9951 | 126313.0992 | 124673.808 | 123034.5169 | 121395.2257 | 119656.5384 | 117935.9446 | 117935.9446 | 117935.9446 | 117935.9446 | 117918.6484 | 0 | 0 | 0 | 0 | 0 | 0 | 0 | 0 | 0 | 0 | 0
Table 114. Vermont Primary Heating Fuel Mix and Average Efficiency, Residential Buildings
[22 empty] | Heating Fuel | Building Type |  |  | Average Heating Efficiency (ηave,fuel)
[23 empty] | Single Family %Fuel | Multifamily %Fuel | Unknown %Fuel
[22 empty] | Oil | 45% | 5% | 41% | 0.84
[22 empty] | Propane (LP) | 17% | 5% | 16% | 0.83
[22 empty] | Natural Gas (NG) | 23% | 66% | 27% | 0.85
[22 empty] | Electricity | 6% | 23% | 8% | 2.52
[22 empty] | Wood | 8% | 1% | 7% | 0.53
[22 empty] | Central Cooling? | %Cool
[23 empty] | Early Replacement | New Construction
[22 empty] | Yes | 100%
[22 empty] | No | 0%
[22 empty] | Unknown, Single Family | 15% | 41%
[22 empty] | Unknown, Multifamily | 12% | 41%
[22 empty] | Unknown, Building Type Unknown | 14.7% | 41%
Table 116. ERV/HRV Default Wattages by Building type
[22 empty] | Unit Type | Building Type | Average Size | Baseline | Tier 1 | Tier 2
[24 empty] | CFMave | WattsAve,Base | WattsAve,EE | WattsAve,EE
[22 empty] | ERV | Single Family | 114 | 48.5 | 42.5 | 23.8
[23 empty] | Multifamily | 64 | 42.8 | 37.6 | 21
[23 empty] | Unknown | 99 | 48.5 | 42.5 | 23.8
[22 empty] | HRV | Single Family | 114 | 49.1 | 44.8 | 31.5
[23 empty] | Multifamily | 64 | 43.4 | 39.6 | 27.8
[23 empty] | Unknown | 99 | 49.1 | 44.8 | 31.5
Table 118. Residential ERV/HRV: Default Supply Air Volumetric Flow (CFM) by Building type
[22 empty] | Building Type | Average Size [CFM] | Assumed Average Supply Airflow (CFMave)
[22 empty] | Single Family | 114 | 60
[22 empty] | Multifamily | 64 | 53
[22 empty] | Unknown | 99 | 60
Table 119. ERV/HRV Adjusted Sensible and Total Recovery Efficiency (ASRE/ATRE)
[22 empty] | Unit Type | Efficiency Category | Average ASRE | Average ATRE
[22 empty] | ERV | Baseline | 70% | 50.2%
[23 empty] | Tier 1 SRE 70% + | 79.1% | 57.7%
[23 empty] | Tier 2 SRE 80% + | 85.3% | 66.2%
[22 empty] | HRV | Baseline | 70.8% | N/A
[23 empty] | Tier 1 SRE 70% + | 79% | N/A
[23 empty] | Tier 2 SRE 80% + | 86.4% | N/A

## RE_HVAC_GSHP
Characterization: | RE_HVAC_GSHP
Residential Ground Source Heat Pump
Assumptions:
▪ GSHP meets ENERGY STAR minimum efficiency standards
▪ Existing A/C presence is unknown
helper row
[5 empty] | 2025 First Year Savings |  |  | Affected Fuel Adders |  | Mixed Baseline Scenario Adders | [19 empty] | Affected Fuel Lifecycle Carbon Intensity - With Adder (gCO2e/MJ) | [25 empty] | Lifetime CO2e Reductions per TonR [g CO2e/tonR], Thermal Sector | [25 empty] | Lifetime CO2e Reductions per TonR [g CO2e/tonR], Total
GSHP Type | Existing heating fuel | Lifetime CO2e Reductions per TonR [g CO2e/tonR], Thermal Sector | Lifetime CO2e Reductions per TonR [g CO2e/tonR], Total | Lifetime Credits per TonR | ΔCO2e | ΔCO2edirect | ΔCO2eHPcool | TDL | CI' | TDLelec | TDLng | CI' prop | CI' oil | CI' wood | ΔEbaseheat [MJ] | EHPheat | Ehl [MJ] | ΔEcool [MJ] | Measure Life | HCAP47F [btuh] | EFLHheat | COP | ηheat | EER | CCAP [btuh] | EFLHcool | %Cool | MJ/Wh | MJ/BTU | 2025 | 2026 | 2027 | 2028 | 2029 | 2030 | 2031 | 2032 | 2033 | 2034 | 2035 | 2036 | 2037 | 2038 | 2039 | 2040 | 2041 | 2042 | 2043 | 2044 | 2045 | 2046 | 2047 | 2048 | 2049 | 2050 | 2025 | 2026 | 2027 | 2028 | 2029 | 2030 | 2031 | 2032 | 2033 | 2034 | 2035 | 2036 | 2037 | 2038 | 2039 | 2040 | 2041 | 2042 | 2043 | 2044 | 2045 | 2046 | 2047 | 2048 | 2049 | 2050 | 2025 | 2026 | 2027 | 2028 | 2029 | 2030 | 2031 | 2032 | 2033 | 2034 | 2035 | 2036 | 2037 | 2038 | 2039 | 2040 | 2041 | 2042 | 2043 | 2044 | 2045 | 2046 | 2047 | 2048 | 2049 | 2050
Water-to-Air, Closed Loop | Natural Gas | 43620510.6986 | 43388541.0367 | 43.6205 | 1582433.3397 | 1602709.0745 | -20275.7348 | 1.4% | 0 | 4% | 1.4% | 0.32764 | 0.2149 | 1.3777 | 28907.7143 | 6745.1333 | 24282.48 | -515.3684 | 25 | 12000 | 1909 | 3.6 | 0.84 | 17.1 | 12000 | 240 | 15% | 0.0036 | 0.00106 | 63.7174 | 63.7174 | 63.7174 | 63.7174 | 63.7174 | 63.6511 | 63.6511 | 63.6511 | 63.6511 | 63.6511 | 63.6399 | 63.6399 | 63.6399 | 63.6399 | 63.6399 | 63.6363 | 63.6363 | 63.6363 | 63.6363 | 63.6363 | 63.6326 | 63.6326 | 63.6326 | 63.6326 | 63.6326 | 0 | 1602709.0745 | 1621161.3665 | 1639613.6585 | 1658065.9505 | 1676518.2425 | 1693026.3067 | 1711478.5987 | 1729930.8907 | 1748383.1826 | 1766835.4746 | 1784958.8365 | 1784958.8365 | 1784958.8365 | 1784958.8365 | 1784958.8365 | 1784853.357 | 1784853.357 | 1784853.357 | 1784853.357 | 1784853.357 | 1784745.397 | 1784745.397 | 1784745.397 | 1784745.397 | 1784745.397 | 0 | 1582433.3397 | 1602295.4968 | 1622157.654 | 1642019.8112 | 1661881.9683 | 1679799.8977 | 1699662.0549 | 1719524.212 | 1739386.3692 | 1759248.5264 | 1778781.7534 | 1778781.7534 | 1778781.7534 | 1778781.7534 | 1778781.7534 | 1778676.2739 | 1778676.2739 | 1778676.2739 | 1778676.2739 | 1778676.2739 | 1778568.314 | 1778568.314 | 1778568.314 | 1778568.314 | 1778568.314 | 0
| Propane | 49560211.9339 | 49328242.272 | 49.5602 | 1832380.651 | 1852656.3859 | -20275.7348 | 0% | 0.32764 | 4% | 1.4% | 0.32764 | 0.2149 | 1.3777 | 28567.6235 | 6745.1333 | 24282.48 | -515.3684 | 25 | 12000 | 1909 | 3.6 | 0.85 | 17.1 | 12000 | 240 | 15% | 0.0036 | 0.00106 | 74.1407 | 73.9136 | 73.9136 | 73.9136 | 73.9048 | 73.9048 | 73.9048 | 73.9048 | 73.9048 | 73.5345 | 73.5345 | 73.5345 | 73.5345 | 73.5345 | 73.4701 | 73.4701 | 73.4701 | 73.4701 | 73.4701 | 73.4507 | 73.4507 | 73.4507 | 73.4507 | 73.4507 | 73.431 | 0 | 1852656.3859 | 1864619.3027 | 1883071.5947 | 1901523.8867 | 1919726.0672 | 1938178.3592 | 1956630.6512 | 1975082.9432 | 1993535.2352 | 2001407.9827 | 2019860.2747 | 2019860.2747 | 2019860.2747 | 2019860.2747 | 2018019.3054 | 2018019.3054 | 2018019.3054 | 2018019.3054 | 2018019.3054 | 2017467.7393 | 2017467.7393 | 2017467.7393 | 2017467.7393 | 2017467.7393 | 2016903.2029 | 0 | 1832380.651 | 1845753.433 | 1865615.5902 | 1885477.7474 | 1905089.7931 | 1924951.9503 | 1944814.1074 | 1964676.2646 | 1984538.4218 | 1993821.0345 | 2013683.1916 | 2013683.1916 | 2013683.1916 | 2013683.1916 | 2011842.2223 | 2011842.2223 | 2011842.2223 | 2011842.2223 | 2011842.2223 | 2011290.6562 | 2011290.6562 | 2011290.6562 | 2011290.6562 | 2011290.6562 | 2010726.1198 | 0
| Oil | 57075653.544 | 56843683.882 | 57.0757 | 2133231.2912 | 2153507.0261 | -20275.7348 | 0% | 0.2149 | 4% | 1.4% | 0.32764 | 0.2149 | 1.3777 | 28907.7143 | 6745.1333 | 24282.48 | -515.3684 | 25 | 12000 | 1909 | 3.6 | 0.84 | 17.1 | 12000 | 240 | 15% | 0.0036 | 0.00106 | 83.6758 | 83.6758 | 83.6758 | 83.6758 | 83.6758 | 83.1407 | 83.1407 | 83.1407 | 83.1407 | 83.1407 | 83.0516 | 83.0516 | 83.0516 | 83.0516 | 83.0516 | 83.0236 | 83.0236 | 83.0236 | 83.0236 | 83.0236 | 82.995 | 82.995 | 82.995 | 82.995 | 82.995 | 0 | 2153507.0261 | 2171959.3181 | 2190411.6101 | 2208863.9021 | 2227316.1941 | 2230299.9904 | 2248752.2823 | 2267204.5743 | 2285656.8663 | 2304109.1583 | 2319985.6983 | 2319985.6983 | 2319985.6983 | 2319985.6983 | 2319985.6983 | 2319177.8405 | 2319177.8405 | 2319177.8405 | 2319177.8405 | 2319177.8405 | 2318350.9855 | 2318350.9855 | 2318350.9855 | 2318350.9855 | 2318350.9855 | 0 | 2133231.2912 | 2153093.4484 | 2172955.6056 | 2192817.7627 | 2212679.9199 | 2217073.5814 | 2236935.7386 | 2256797.8957 | 2276660.0529 | 2296522.2101 | 2313808.6153 | 2313808.6153 | 2313808.6153 | 2313808.6153 | 2313808.6153 | 2313000.7574 | 2313000.7574 | 2313000.7574 | 2313000.7574 | 2313000.7574 | 2312173.9024 | 2312173.9024 | 2312173.9024 | 2312173.9024 | 2312173.9024 | 0
| Unknown, commercial | 46329175.0818 | 46097205.4199 | 46.3292 | 1707763.0472 | 1728038.782 | -20275.7348 | 0% | 0 | 4% | 1.4% | 0.32764 | 0.2149 | 1.3777 | blended | 6745.1333 | 24282.48 | -515.3684 | 25 | 12000 | 1909 | 3.6 | blended | 17.1 | 12000 | 240 | 15% | 0.0036 | 0.00106 | blended | blended | blended | blended | blended | blended | blended | blended | blended | blended | blended | blended | blended | blended | blended | blended | blended | blended | blended | blended | blended | blended | blended | blended | blended | blended | 1731410.1372 | 1747177.6104 | 1764048.2773 | 1780918.9443 | 1797747.0923 | 1806749.082 | 1823619.749 | 1840490.4159 | 1857361.0829 | 1872433.2273 | 1887821.3228 | 1887821.3228 | 1887821.3228 | 1887821.3228 | 1887508.358 | 1887111.5221 | 1887111.5221 | 1887111.5221 | 1887111.5221 | 1887017.7559 | 1886611.5882 | 1886611.5882 | 1886611.5882 | 1886611.5882 | 1886515.6171 | 0 | 1711134.4023 | 1728311.7407 | 1746592.2728 | 1764872.805 | 1783110.8182 | 1793522.673 | 1811803.2052 | 1830083.7373 | 1848364.2694 | 1864846.279 | 1881644.2397 | 1881644.2397 | 1881644.2397 | 1881644.2397 | 1881331.2749 | 1880934.439 | 1880934.439 | 1880934.439 | 1880934.439 | 1880840.6728 | 1880434.5052 | 1880434.5052 | 1880434.5052 | 1880434.5052 | 1880338.534 | 0
Water-to-Air, Open Loop | Natural Gas | 43990756.4403 | 43802762.0697 | 43.9908 | 1618639.0907 | 1635071.0844 | -16431.9936 | 1.4% | 0 | 4% | 1.4% | 0.32764 | 0.2149 | 1.3777 | 28907.7143 | 5922.5561 | 24282.48 | -417.6682 | 25 | 12000 | 1909 | 4.1 | 0.84 | 21.1 | 12000 | 240 | 15% | 0.0036 | 0.00106 | 63.7174 | 63.7174 | 63.7174 | 63.7174 | 63.7174 | 63.6511 | 63.6511 | 63.6511 | 63.6511 | 63.6511 | 63.6399 | 63.6399 | 63.6399 | 63.6399 | 63.6399 | 63.6363 | 63.6363 | 63.6363 | 63.6363 | 63.6363 | 63.6326 | 63.6326 | 63.6326 | 63.6326 | 63.6326 | 0 | 1635071.0844 | 1651273.0968 | 1667475.1093 | 1683677.1218 | 1699879.1343 | 1714136.919 | 1730338.9314 | 1746540.9439 | 1762742.9564 | 1778944.9689 | 1794818.0513 | 1794818.0513 | 1794818.0513 | 1794818.0513 | 1794818.0513 | 1794712.5717 | 1794712.5717 | 1794712.5717 | 1794712.5717 | 1794712.5717 | 1794604.6118 | 1794604.6118 | 1794604.6118 | 1794604.6118 | 1794604.6118 | 0 | 1618639.0907 | 1635983.6954 | 1653328.3 | 1670672.9046 | 1688017.5093 | 1703417.8861 | 1720762.4907 | 1738107.0954 | 1755451.7 | 1772796.3047 | 1789811.9792 | 1789811.9792 | 1789811.9792 | 1789811.9792 | 1789811.9792 | 1789706.4997 | 1789706.4997 | 1789706.4997 | 1789706.4997 | 1789706.4997 | 1789598.5397 | 1789598.5397 | 1789598.5397 | 1789598.5397 | 1789598.5397 | 0
| Propane | 49930457.6755 | 49742463.305 | 49.9305 | 1868586.4021 | 1885018.3957 | -16431.9936 | 0% | 0.32764 | 4% | 1.4% | 0.32764 | 0.2149 | 1.3777 | 28567.6235 | 5922.5561 | 24282.48 | -417.6682 | 25 | 12000 | 1909 | 4.1 | 0.85 | 21.1 | 12000 | 240 | 15% | 0.0036 | 0.00106 | 74.1407 | 73.9136 | 73.9136 | 73.9136 | 73.9048 | 73.9048 | 73.9048 | 73.9048 | 73.9048 | 73.5345 | 73.5345 | 73.5345 | 73.5345 | 73.5345 | 73.4701 | 73.4701 | 73.4701 | 73.4701 | 73.4701 | 73.4507 | 73.4507 | 73.4507 | 73.4507 | 73.4507 | 73.431 | 0 | 1885018.3957 | 1894731.033 | 1910933.0455 | 1927135.058 | 1943086.9591 | 1959288.9715 | 1975490.984 | 1991692.9965 | 2007895.009 | 2013517.477 | 2029719.4895 | 2029719.4895 | 2029719.4895 | 2029719.4895 | 2027878.5201 | 2027878.5201 | 2027878.5201 | 2027878.5201 | 2027878.5201 | 2027326.954 | 2027326.954 | 2027326.954 | 2027326.954 | 2027326.954 | 2026762.4176 | 0 | 1868586.4021 | 1879441.6315 | 1896786.2362 | 1914130.8408 | 1931225.334 | 1948569.9387 | 1965914.5433 | 1983259.148 | 2000603.7526 | 2007368.8127 | 2024713.4174 | 2024713.4174 | 2024713.4174 | 2024713.4174 | 2022872.448 | 2022872.448 | 2022872.448 | 2022872.448 | 2022872.448 | 2022320.882 | 2022320.882 | 2022320.882 | 2022320.882 | 2022320.882 | 2021756.3456 | 0
| Oil | 57445899.2856 | 57257904.915 | 57.4459 | 2169437.0423 | 2185869.0359 | -16431.9936 | 0% | 0.2149 | 4% | 1.4% | 0.32764 | 0.2149 | 1.3777 | 28907.7143 | 5922.5561 | 24282.48 | -417.6682 | 25 | 12000 | 1909 | 4.1 | 0.84 | 21.1 | 12000 | 240 | 15% | 0.0036 | 0.00106 | 83.6758 | 83.6758 | 83.6758 | 83.6758 | 83.6758 | 83.1407 | 83.1407 | 83.1407 | 83.1407 | 83.1407 | 83.0516 | 83.0516 | 83.0516 | 83.0516 | 83.0516 | 83.0236 | 83.0236 | 83.0236 | 83.0236 | 83.0236 | 82.995 | 82.995 | 82.995 | 82.995 | 82.995 | 0 | 2185869.0359 | 2202071.0484 | 2218273.0609 | 2234475.0734 | 2250677.0859 | 2251410.6027 | 2267612.6151 | 2283814.6276 | 2300016.6401 | 2316218.6526 | 2329844.9131 | 2329844.9131 | 2329844.9131 | 2329844.9131 | 2329844.9131 | 2329037.0552 | 2329037.0552 | 2329037.0552 | 2329037.0552 | 2329037.0552 | 2328210.2003 | 2328210.2003 | 2328210.2003 | 2328210.2003 | 2328210.2003 | 0 | 2169437.0423 | 2186781.6469 | 2204126.2516 | 2221470.8562 | 2238815.4609 | 2240691.5698 | 2258036.1744 | 2275380.7791 | 2292725.3837 | 2310069.9884 | 2324838.841 | 2324838.841 | 2324838.841 | 2324838.841 | 2324838.841 | 2324030.9832 | 2324030.9832 | 2324030.9832 | 2324030.9832 | 2324030.9832 | 2323204.1282 | 2323204.1282 | 2323204.1282 | 2323204.1282 | 2323204.1282 | 0
| Unknown, commercial | 46699420.8234 | 46511426.4529 | 46.6994 | 1743968.7982 | 1760400.7919 | -16431.9936 | 0% | 0 | 4% | 1.4% | 0.32764 | 0.2149 | 1.3777 | blended | 5922.5561 | 24282.48 | -417.6682 | 25 | 12000 | 1909 | 4.1 | blended | 21.1 | 12000 | 240 | 15% | 0.0036 | 0.00106 | blended | blended | blended | blended | blended | blended | blended | blended | blended | blended | blended | blended | blended | blended | blended | blended | blended | blended | blended | blended | blended | blended | blended | blended | blended | blended | 1763772.147 | 1777289.3407 | 1791909.7282 | 1806530.1156 | 1821107.9841 | 1827859.6943 | 1842480.0817 | 1857100.4692 | 1871720.8566 | 1884542.7215 | 1897680.5375 | 1897680.5375 | 1897680.5375 | 1897680.5375 | 1897367.5727 | 1896970.7368 | 1896970.7368 | 1896970.7368 | 1896970.7368 | 1896876.9706 | 1896470.803 | 1896470.803 | 1896470.803 | 1896470.803 | 1896374.8318 | 0 | 1747340.1534 | 1761999.9392 | 1777762.9188 | 1793525.8984 | 1809246.3591 | 1817140.6614 | 1832903.641 | 1848666.6206 | 1864429.6003 | 1878394.0573 | 1892674.4654 | 1892674.4654 | 1892674.4654 | 1892674.4654 | 1892361.5006 | 1891964.6648 | 1891964.6648 | 1891964.6648 | 1891964.6648 | 1891870.8985 | 1891464.7309 | 1891464.7309 | 1891464.7309 | 1891464.7309 | 1891368.7597 | 0
Water-to-Water, Closed Loop | Natural Gas | 43130830.8468 | 42884453.1313 | 43.1308 | 1538372.6094 | 1559907.7066 | -21535.0973 | 1.4% | 0 | 4% | 1.4% | 0.32764 | 0.2149 | 1.3777 | 28907.7143 | 7833.0581 | 24282.48 | -547.3789 | 25 | 12000 | 1909 | 3.1 | 0.84 | 16.1 | 12000 | 240 | 15% | 0.0036 | 0.00106 | 63.7174 | 63.7174 | 63.7174 | 63.7174 | 63.7174 | 63.6511 | 63.6511 | 63.6511 | 63.6511 | 63.6511 | 63.6399 | 63.6399 | 63.6399 | 63.6399 | 63.6399 | 63.6363 | 63.6363 | 63.6363 | 63.6363 | 63.6363 | 63.6326 | 63.6326 | 63.6326 | 63.6326 | 63.6326 | 0 | 1559907.7066 | 1581336.1748 | 1602764.6429 | 1624193.111 | 1645621.5791 | 1665105.8194 | 1686534.2876 | 1707962.7557 | 1729391.2238 | 1750819.6919 | 1771919.2299 | 1771919.2299 | 1771919.2299 | 1771919.2299 | 1771919.2299 | 1771813.7504 | 1771813.7504 | 1771813.7504 | 1771813.7504 | 1771813.7504 | 1771705.7905 | 1771705.7905 | 1771705.7905 | 1771705.7905 | 1771705.7905 | 0 | 1538372.6094 | 1561298.5119 | 1584224.4145 | 1607150.3171 | 1630076.2196 | 1651057.8944 | 1673983.7969 | 1696909.6995 | 1719835.6021 | 1742761.5046 | 1765358.4771 | 1765358.4771 | 1765358.4771 | 1765358.4771 | 1765358.4771 | 1765252.9976 | 1765252.9976 | 1765252.9976 | 1765252.9976 | 1765252.9976 | 1765145.0376 | 1765145.0376 | 1765145.0376 | 1765145.0376 | 1765145.0376 | 0
| Propane | 49070532.082 | 48824154.3666 | 49.0705 | 1788319.9207 | 1809855.018 | -21535.0973 | 0% | 0.32764 | 4% | 1.4% | 0.32764 | 0.2149 | 1.3777 | 28567.6235 | 7833.0581 | 24282.48 | -547.3789 | 25 | 12000 | 1909 | 3.1 | 0.85 | 16.1 | 12000 | 240 | 15% | 0.0036 | 0.00106 | 74.1407 | 73.9136 | 73.9136 | 73.9136 | 73.9048 | 73.9048 | 73.9048 | 73.9048 | 73.9048 | 73.5345 | 73.5345 | 73.5345 | 73.5345 | 73.5345 | 73.4701 | 73.4701 | 73.4701 | 73.4701 | 73.4701 | 73.4507 | 73.4507 | 73.4507 | 73.4507 | 73.4507 | 73.431 | 0 | 1809855.018 | 1824794.1109 | 1846222.5791 | 1867651.0472 | 1888829.4039 | 1910257.872 | 1931686.3401 | 1953114.8083 | 1974543.2764 | 1985392.2 | 2006820.6681 | 2006820.6681 | 2006820.6681 | 2006820.6681 | 2004979.6988 | 2004979.6988 | 2004979.6988 | 2004979.6988 | 2004979.6988 | 2004428.1327 | 2004428.1327 | 2004428.1327 | 2004428.1327 | 2004428.1327 | 2003863.5963 | 0 | 1788319.9207 | 1804756.4481 | 1827682.3507 | 1850608.2532 | 1873284.0444 | 1896209.947 | 1919135.8495 | 1942061.7521 | 1964987.6546 | 1977334.0127 | 2000259.9153 | 2000259.9153 | 2000259.9153 | 2000259.9153 | 1998418.9459 | 1998418.9459 | 1998418.9459 | 1998418.9459 | 1998418.9459 | 1997867.3799 | 1997867.3799 | 1997867.3799 | 1997867.3799 | 1997867.3799 | 1997302.8435 | 0
| Oil | 56585973.6921 | 56339595.9767 | 56.586 | 2089170.5609 | 2110705.6582 | -21535.0973 | 0% | 0.2149 | 4% | 1.4% | 0.32764 | 0.2149 | 1.3777 | 28907.7143 | 7833.0581 | 24282.48 | -547.3789 | 25 | 12000 | 1909 | 3.1 | 0.84 | 16.1 | 12000 | 240 | 15% | 0.0036 | 0.00106 | 83.6758 | 83.6758 | 83.6758 | 83.6758 | 83.6758 | 83.1407 | 83.1407 | 83.1407 | 83.1407 | 83.1407 | 83.0516 | 83.0516 | 83.0516 | 83.0516 | 83.0516 | 83.0236 | 83.0236 | 83.0236 | 83.0236 | 83.0236 | 82.995 | 82.995 | 82.995 | 82.995 | 82.995 | 0 | 2110705.6582 | 2132134.1263 | 2153562.5945 | 2174991.0626 | 2196419.5307 | 2202379.5031 | 2223807.9712 | 2245236.4394 | 2266664.9075 | 2288093.3756 | 2306946.0918 | 2306946.0918 | 2306946.0918 | 2306946.0918 | 2306946.0918 | 2306138.2339 | 2306138.2339 | 2306138.2339 | 2306138.2339 | 2306138.2339 | 2305311.3789 | 2305311.3789 | 2305311.3789 | 2305311.3789 | 2305311.3789 | 0 | 2089170.5609 | 2112096.4635 | 2135022.3661 | 2157948.2686 | 2180874.1712 | 2188331.5781 | 2211257.4806 | 2234183.3832 | 2257109.2858 | 2280035.1883 | 2300385.3389 | 2300385.3389 | 2300385.3389 | 2300385.3389 | 2300385.3389 | 2299577.4811 | 2299577.4811 | 2299577.4811 | 2299577.4811 | 2299577.4811 | 2298750.6261 | 2298750.6261 | 2298750.6261 | 2298750.6261 | 2298750.6261 | 0
| Unknown, commercial | 45839495.2299 | 45593117.5145 | 45.8395 | 1663702.3169 | 1685237.4141 | -21535.0973 | 0% | 0 | 4% | 1.4% | 0.32764 | 0.2149 | 1.3777 | blended | 7833.0581 | 24282.48 | -547.3789 | 25 | 12000 | 1909 | 3.1 | blended | 16.1 | 12000 | 240 | 15% | 0.0036 | 0.00106 | blended | blended | blended | blended | blended | blended | blended | blended | blended | blended | blended | blended | blended | blended | blended | blended | blended | blended | blended | blended | blended | blended | blended | blended | blended | blended | 1688608.7693 | 1707352.4186 | 1727199.2617 | 1747046.1048 | 1766850.429 | 1778828.5948 | 1798675.4378 | 1818522.2809 | 1838369.124 | 1856417.4446 | 1874781.7162 | 1874781.7162 | 1874781.7162 | 1874781.7162 | 1874468.7514 | 1874071.9155 | 1874071.9155 | 1874071.9155 | 1874071.9155 | 1873978.1493 | 1873571.9816 | 1873571.9816 | 1873571.9816 | 1873571.9816 | 1873476.0105 | 0 | 1667073.672 | 1687314.7558 | 1708659.0333 | 1730003.3109 | 1751305.0695 | 1764780.6697 | 1786124.9472 | 1807469.2248 | 1828813.5023 | 1848359.2573 | 1868220.9633 | 1868220.9633 | 1868220.9633 | 1868220.9633 | 1867907.9985 | 1867511.1627 | 1867511.1627 | 1867511.1627 | 1867511.1627 | 1867417.3964 | 1867011.2288 | 1867011.2288 | 1867011.2288 | 1867011.2288 | 1866915.2576 | 0
Water-to-Water, Open Loop | Natural Gas | 43533767.4106 | 43336420.0863 | 43.5338 | 1577877.6121 | 1595127.1179 | -17249.5058 | 1.4% | 0 | 4% | 1.4% | 0.32764 | 0.2149 | 1.3777 | 28907.7143 | 6937.8514 | 24282.48 | -438.4478 | 25 | 12000 | 1909 | 3.5 | 0.84 | 20.1 | 12000 | 240 | 15% | 0.0036 | 0.00106 | 63.7174 | 63.7174 | 63.7174 | 63.7174 | 63.7174 | 63.6511 | 63.6511 | 63.6511 | 63.6511 | 63.6511 | 63.6399 | 63.6399 | 63.6399 | 63.6399 | 63.6399 | 63.6363 | 63.6363 | 63.6363 | 63.6363 | 63.6363 | 63.6326 | 63.6326 | 63.6326 | 63.6326 | 63.6326 | 0 | 1595127.1179 | 1614106.6183 | 1633086.1186 | 1652065.6189 | 1671045.1193 | 1688080.3918 | 1707059.8921 | 1726039.3925 | 1745018.8928 | 1763998.3931 | 1782648.9634 | 1782648.9634 | 1782648.9634 | 1782648.9634 | 1782648.9634 | 1782543.4838 | 1782543.4838 | 1782543.4838 | 1782543.4838 | 1782543.4838 | 1782435.5239 | 1782435.5239 | 1782435.5239 | 1782435.5239 | 1782435.5239 | 0 | 1577877.6121 | 1598056.55 | 1618235.4879 | 1638414.4258 | 1658593.3637 | 1676828.0737 | 1697007.0116 | 1717185.9495 | 1737364.8873 | 1757543.8252 | 1777393.833 | 1777393.833 | 1777393.833 | 1777393.833 | 1777393.833 | 1777288.3534 | 1777288.3534 | 1777288.3534 | 1777288.3534 | 1777288.3534 | 1777180.3935 | 1777180.3935 | 1777180.3935 | 1777180.3935 | 1777180.3935 | 0
| Propane | 49473468.6459 | 49276121.3215 | 49.4735 | 1827824.9235 | 1845074.4293 | -17249.5058 | 0% | 0.32764 | 4% | 1.4% | 0.32764 | 0.2149 | 1.3777 | 28567.6235 | 6937.8514 | 24282.48 | -438.4478 | 25 | 12000 | 1909 | 3.5 | 0.85 | 20.1 | 12000 | 240 | 15% | 0.0036 | 0.00106 | 74.1407 | 73.9136 | 73.9136 | 73.9136 | 73.9048 | 73.9048 | 73.9048 | 73.9048 | 73.9048 | 73.5345 | 73.5345 | 73.5345 | 73.5345 | 73.5345 | 73.4701 | 73.4701 | 73.4701 | 73.4701 | 73.4701 | 73.4507 | 73.4507 | 73.4507 | 73.4507 | 73.4507 | 73.431 | 0 | 1845074.4293 | 1857564.5544 | 1876544.0548 | 1895523.5551 | 1914252.944 | 1933232.4444 | 1952211.9447 | 1971191.445 | 1990170.9454 | 1998570.9012 | 2017550.4016 | 2017550.4016 | 2017550.4016 | 2017550.4016 | 2015709.4322 | 2015709.4322 | 2015709.4322 | 2015709.4322 | 2015709.4322 | 2015157.8661 | 2015157.8661 | 2015157.8661 | 2015157.8661 | 2015157.8661 | 2014593.3297 | 0 | 1827824.9235 | 1841514.4862 | 1861693.4241 | 1881872.362 | 1901801.1884 | 1921980.1263 | 1942159.0642 | 1962338.002 | 1982516.9399 | 1992116.3333 | 2012295.2712 | 2012295.2712 | 2012295.2712 | 2012295.2712 | 2010454.3018 | 2010454.3018 | 2010454.3018 | 2010454.3018 | 2010454.3018 | 2009902.7357 | 2009902.7357 | 2009902.7357 | 2009902.7357 | 2009902.7357 | 2009338.1993 | 0
| Oil | 56988910.2559 | 56791562.9316 | 56.9889 | 2128675.5637 | 2145925.0695 | -17249.5058 | 0% | 0.2149 | 4% | 1.4% | 0.32764 | 0.2149 | 1.3777 | 28907.7143 | 6937.8514 | 24282.48 | -438.4478 | 25 | 12000 | 1909 | 3.5 | 0.84 | 20.1 | 12000 | 240 | 15% | 0.0036 | 0.00106 | 83.6758 | 83.6758 | 83.6758 | 83.6758 | 83.6758 | 83.1407 | 83.1407 | 83.1407 | 83.1407 | 83.1407 | 83.0516 | 83.0516 | 83.0516 | 83.0516 | 83.0516 | 83.0236 | 83.0236 | 83.0236 | 83.0236 | 83.0236 | 82.995 | 82.995 | 82.995 | 82.995 | 82.995 | 0 | 2145925.0695 | 2164904.5698 | 2183884.0702 | 2202863.5705 | 2221843.0708 | 2225354.0755 | 2244333.5758 | 2263313.0761 | 2282292.5765 | 2301272.0768 | 2317675.8252 | 2317675.8252 | 2317675.8252 | 2317675.8252 | 2317675.8252 | 2316867.9673 | 2316867.9673 | 2316867.9673 | 2316867.9673 | 2316867.9673 | 2316041.1124 | 2316041.1124 | 2316041.1124 | 2316041.1124 | 2316041.1124 | 0 | 2128675.5637 | 2148854.5016 | 2169033.4395 | 2189212.3773 | 2209391.3152 | 2214101.7574 | 2234280.6953 | 2254459.6331 | 2274638.571 | 2294817.5089 | 2312420.6948 | 2312420.6948 | 2312420.6948 | 2312420.6948 | 2312420.6948 | 2311612.8369 | 2311612.8369 | 2311612.8369 | 2311612.8369 | 2311612.8369 | 2310785.982 | 2310785.982 | 2310785.982 | 2310785.982 | 2310785.982 | 0
| Unknown, commercial | 46242431.7938 | 46045084.4695 | 46.2424 | 1703207.3196 | 1720456.8254 | -17249.5058 | 0% | 0 | 4% | 1.4% | 0.32764 | 0.2149 | 1.3777 | blended | 6937.8514 | 24282.48 | -438.4478 | 25 | 12000 | 1909 | 3.5 | blended | 20.1 | 12000 | 240 | 15% | 0.0036 | 0.00106 | blended | blended | blended | blended | blended | blended | blended | blended | blended | blended | blended | blended | blended | blended | blended | blended | blended | blended | blended | blended | blended | blended | blended | blended | blended | blended | 1723828.1806 | 1740122.8621 | 1757520.7374 | 1774918.6127 | 1792273.9691 | 1801803.1671 | 1819201.0424 | 1836598.9177 | 1853996.793 | 1869596.1458 | 1885511.4496 | 1885511.4496 | 1885511.4496 | 1885511.4496 | 1885198.4848 | 1884801.6489 | 1884801.6489 | 1884801.6489 | 1884801.6489 | 1884707.8827 | 1884301.7151 | 1884301.7151 | 1884301.7151 | 1884301.7151 | 1884205.7439 | 0 | 1706578.6748 | 1724072.7939 | 1742670.1067 | 1761267.4196 | 1779822.2135 | 1790550.849 | 1809148.1619 | 1827745.4747 | 1846342.7876 | 1863141.5779 | 1880256.3192 | 1880256.3192 | 1880256.3192 | 1880256.3192 | 1879943.3544 | 1879546.5185 | 1879546.5185 | 1879546.5185 | 1879546.5185 | 1879452.7523 | 1879046.5847 | 1879046.5847 | 1879046.5847 | 1879046.5847 | 1878950.6135 | 0
DGX-to-Air | Natural Gas | 43620510.6986 | 43372593.1224 | 43.6205 | 1581039.3829 | 1602709.0745 | -21669.6916 | 1.4% | 0 | 4% | 1.4% | 0.32764 | 0.2149 | 1.3777 | 28907.7143 | 6745.1333 | 24282.48 | -550.8 | 25 | 12000 | 1909 | 3.6 | 0.84 | 16 | 12000 | 240 | 15% | 0.0036 | 0.00106 | 63.7174 | 63.7174 | 63.7174 | 63.7174 | 63.7174 | 63.6511 | 63.6511 | 63.6511 | 63.6511 | 63.6511 | 63.6399 | 63.6399 | 63.6399 | 63.6399 | 63.6399 | 63.6363 | 63.6363 | 63.6363 | 63.6363 | 63.6363 | 63.6326 | 63.6326 | 63.6326 | 63.6326 | 63.6326 | 0 | 1602709.0745 | 1621161.3665 | 1639613.6585 | 1658065.9505 | 1676518.2425 | 1693026.3067 | 1711478.5987 | 1729930.8907 | 1748383.1826 | 1766835.4746 | 1784958.8365 | 1784958.8365 | 1784958.8365 | 1784958.8365 | 1784958.8365 | 1784853.357 | 1784853.357 | 1784853.357 | 1784853.357 | 1784853.357 | 1784745.397 | 1784745.397 | 1784745.397 | 1784745.397 | 1784745.397 | 0 | 1581039.3829 | 1600998.4683 | 1620957.5537 | 1640916.6391 | 1660875.7245 | 1678890.5821 | 1698849.6675 | 1718808.7529 | 1738767.8383 | 1758726.9237 | 1778357.079 | 1778357.079 | 1778357.079 | 1778357.079 | 1778357.079 | 1778251.5994 | 1778251.5994 | 1778251.5994 | 1778251.5994 | 1778251.5994 | 1778143.6395 | 1778143.6395 | 1778143.6395 | 1778143.6395 | 1778143.6395 | 0
| Propane | 49560211.9339 | 49312294.3577 | 49.5602 | 1830986.6943 | 1852656.3859 | -21669.6916 | 0% | 0.32764 | 4% | 1.4% | 0.32764 | 0.2149 | 1.3777 | 28567.6235 | 6745.1333 | 24282.48 | -550.8 | 25 | 12000 | 1909 | 3.6 | 0.85 | 16 | 12000 | 240 | 15% | 0.0036 | 0.00106 | 74.1407 | 73.9136 | 73.9136 | 73.9136 | 73.9048 | 73.9048 | 73.9048 | 73.9048 | 73.9048 | 73.5345 | 73.5345 | 73.5345 | 73.5345 | 73.5345 | 73.4701 | 73.4701 | 73.4701 | 73.4701 | 73.4701 | 73.4507 | 73.4507 | 73.4507 | 73.4507 | 73.4507 | 73.431 | 0 | 1852656.3859 | 1864619.3027 | 1883071.5947 | 1901523.8867 | 1919726.0672 | 1938178.3592 | 1956630.6512 | 1975082.9432 | 1993535.2352 | 2001407.9827 | 2019860.2747 | 2019860.2747 | 2019860.2747 | 2019860.2747 | 2018019.3054 | 2018019.3054 | 2018019.3054 | 2018019.3054 | 2018019.3054 | 2017467.7393 | 2017467.7393 | 2017467.7393 | 2017467.7393 | 2017467.7393 | 2016903.2029 | 0 | 1830986.6943 | 1844456.4045 | 1864415.4899 | 1884374.5753 | 1904083.5493 | 1924042.6347 | 1944001.7201 | 1963960.8055 | 1983919.8909 | 1993299.4318 | 2013258.5172 | 2013258.5172 | 2013258.5172 | 2013258.5172 | 2011417.5478 | 2011417.5478 | 2011417.5478 | 2011417.5478 | 2011417.5478 | 2010865.9817 | 2010865.9817 | 2010865.9817 | 2010865.9817 | 2010865.9817 | 2010301.4454 | 0
| Oil | 57075653.544 | 56827735.9678 | 57.0757 | 2131837.3345 | 2153507.0261 | -21669.6916 | 0% | 0.2149 | 4% | 1.4% | 0.32764 | 0.2149 | 1.3777 | 28907.7143 | 6745.1333 | 24282.48 | -550.8 | 25 | 12000 | 1909 | 3.6 | 0.84 | 16 | 12000 | 240 | 15% | 0.0036 | 0.00106 | 83.6758 | 83.6758 | 83.6758 | 83.6758 | 83.6758 | 83.1407 | 83.1407 | 83.1407 | 83.1407 | 83.1407 | 83.0516 | 83.0516 | 83.0516 | 83.0516 | 83.0516 | 83.0236 | 83.0236 | 83.0236 | 83.0236 | 83.0236 | 82.995 | 82.995 | 82.995 | 82.995 | 82.995 | 0 | 2153507.0261 | 2171959.3181 | 2190411.6101 | 2208863.9021 | 2227316.1941 | 2230299.9904 | 2248752.2823 | 2267204.5743 | 2285656.8663 | 2304109.1583 | 2319985.6983 | 2319985.6983 | 2319985.6983 | 2319985.6983 | 2319985.6983 | 2319177.8405 | 2319177.8405 | 2319177.8405 | 2319177.8405 | 2319177.8405 | 2318350.9855 | 2318350.9855 | 2318350.9855 | 2318350.9855 | 2318350.9855 | 0 | 2131837.3345 | 2151796.4199 | 2171755.5053 | 2191714.5907 | 2211673.6761 | 2216164.2658 | 2236123.3512 | 2256082.4366 | 2276041.522 | 2296000.6074 | 2313383.9408 | 2313383.9408 | 2313383.9408 | 2313383.9408 | 2313383.9408 | 2312576.0829 | 2312576.0829 | 2312576.0829 | 2312576.0829 | 2312576.0829 | 2311749.228 | 2311749.228 | 2311749.228 | 2311749.228 | 2311749.228 | 0
| Unknown, commercial | 46329175.0818 | 46081257.5056 | 46.3292 | 1706369.0904 | 1728038.782 | -21669.6916 | 0% | 0 | 4% | 1.4% | 0.32764 | 0.2149 | 1.3777 | blended | 6745.1333 | 24282.48 | -550.8 | 25 | 12000 | 1909 | 3.6 | blended | 16 | 12000 | 240 | 15% | 0.0036 | 0.00106 | blended | blended | blended | blended | blended | blended | blended | blended | blended | blended | blended | blended | blended | blended | blended | blended | blended | blended | blended | blended | blended | blended | blended | blended | blended | blended | 1731410.1372 | 1747177.6104 | 1764048.2773 | 1780918.9443 | 1797747.0923 | 1806749.082 | 1823619.749 | 1840490.4159 | 1857361.0829 | 1872433.2273 | 1887821.3228 | 1887821.3228 | 1887821.3228 | 1887821.3228 | 1887508.358 | 1887111.5221 | 1887111.5221 | 1887111.5221 | 1887111.5221 | 1887017.7559 | 1886611.5882 | 1886611.5882 | 1886611.5882 | 1886611.5882 | 1886515.6171 | 0 | 1709740.4456 | 1727014.7122 | 1745392.1725 | 1763769.6329 | 1782104.5743 | 1792613.3574 | 1810990.8178 | 1829368.2781 | 1847745.7385 | 1864324.6763 | 1881219.5652 | 1881219.5652 | 1881219.5652 | 1881219.5652 | 1880906.6004 | 1880509.7645 | 1880509.7645 | 1880509.7645 | 1880509.7645 | 1880415.9983 | 1880009.8307 | 1880009.8307 | 1880009.8307 | 1880009.8307 | 1879913.8595 | 0
DGX-to-Water | Natural Gas | 43130830.8468 | 42866385.4322 | 43.1308 | 1536793.3689 | 1559907.7066 | -23114.3377 | 1.4% | 0 | 4% | 1.4% | 0.32764 | 0.2149 | 1.3777 | 28907.7143 | 7833.0581 | 24282.48 | -587.52 | 25 | 12000 | 1909 | 3.1 | 0.84 | 15 | 12000 | 240 | 15% | 0.0036 | 0.00106 | 63.7174 | 63.7174 | 63.7174 | 63.7174 | 63.7174 | 63.6511 | 63.6511 | 63.6511 | 63.6511 | 63.6511 | 63.6399 | 63.6399 | 63.6399 | 63.6399 | 63.6399 | 63.6363 | 63.6363 | 63.6363 | 63.6363 | 63.6363 | 63.6326 | 63.6326 | 63.6326 | 63.6326 | 63.6326 | 0 | 1559907.7066 | 1581336.1748 | 1602764.6429 | 1624193.111 | 1645621.5791 | 1665105.8194 | 1686534.2876 | 1707962.7557 | 1729391.2238 | 1750819.6919 | 1771919.2299 | 1771919.2299 | 1771919.2299 | 1771919.2299 | 1771919.2299 | 1771813.7504 | 1771813.7504 | 1771813.7504 | 1771813.7504 | 1771813.7504 | 1771705.7905 | 1771705.7905 | 1771705.7905 | 1771705.7905 | 1771705.7905 | 0 | 1536793.3689 | 1559829.0833 | 1582864.7978 | 1605900.5122 | 1628936.2266 | 1650027.7132 | 1673063.4276 | 1696099.1421 | 1719134.8565 | 1742170.5709 | 1764877.3552 | 1764877.3552 | 1764877.3552 | 1764877.3552 | 1764877.3552 | 1764771.8757 | 1764771.8757 | 1764771.8757 | 1764771.8757 | 1764771.8757 | 1764663.9157 | 1764663.9157 | 1764663.9157 | 1764663.9157 | 1764663.9157 | 0
| Propane | 49070532.082 | 48806086.6675 | 49.0705 | 1786740.6803 | 1809855.018 | -23114.3377 | 0% | 0.32764 | 4% | 1.4% | 0.32764 | 0.2149 | 1.3777 | 28567.6235 | 7833.0581 | 24282.48 | -587.52 | 25 | 12000 | 1909 | 3.1 | 0.85 | 15 | 12000 | 240 | 15% | 0.0036 | 0.00106 | 74.1407 | 73.9136 | 73.9136 | 73.9136 | 73.9048 | 73.9048 | 73.9048 | 73.9048 | 73.9048 | 73.5345 | 73.5345 | 73.5345 | 73.5345 | 73.5345 | 73.4701 | 73.4701 | 73.4701 | 73.4701 | 73.4701 | 73.4507 | 73.4507 | 73.4507 | 73.4507 | 73.4507 | 73.431 | 0 | 1809855.018 | 1824794.1109 | 1846222.5791 | 1867651.0472 | 1888829.4039 | 1910257.872 | 1931686.3401 | 1953114.8083 | 1974543.2764 | 1985392.2 | 2006820.6681 | 2006820.6681 | 2006820.6681 | 2006820.6681 | 2004979.6988 | 2004979.6988 | 2004979.6988 | 2004979.6988 | 2004979.6988 | 2004428.1327 | 2004428.1327 | 2004428.1327 | 2004428.1327 | 2004428.1327 | 2003863.5963 | 0 | 1786740.6803 | 1803287.0195 | 1826322.7339 | 1849358.4484 | 1872144.0514 | 1895179.7658 | 1918215.4802 | 1941251.1946 | 1964286.9091 | 1976743.079 | 1999778.7934 | 1999778.7934 | 1999778.7934 | 1999778.7934 | 1997937.824 | 1997937.824 | 1997937.824 | 1997937.824 | 1997937.824 | 1997386.258 | 1997386.258 | 1997386.258 | 1997386.258 | 1997386.258 | 1996821.7216 | 0
| Oil | 56585973.6921 | 56321528.2775 | 56.586 | 2087591.3205 | 2110705.6582 | -23114.3377 | 0% | 0.2149 | 4% | 1.4% | 0.32764 | 0.2149 | 1.3777 | 28907.7143 | 7833.0581 | 24282.48 | -587.52 | 25 | 12000 | 1909 | 3.1 | 0.84 | 15 | 12000 | 240 | 15% | 0.0036 | 0.00106 | 83.6758 | 83.6758 | 83.6758 | 83.6758 | 83.6758 | 83.1407 | 83.1407 | 83.1407 | 83.1407 | 83.1407 | 83.0516 | 83.0516 | 83.0516 | 83.0516 | 83.0516 | 83.0236 | 83.0236 | 83.0236 | 83.0236 | 83.0236 | 82.995 | 82.995 | 82.995 | 82.995 | 82.995 | 0 | 2110705.6582 | 2132134.1263 | 2153562.5945 | 2174991.0626 | 2196419.5307 | 2202379.5031 | 2223807.9712 | 2245236.4394 | 2266664.9075 | 2288093.3756 | 2306946.0918 | 2306946.0918 | 2306946.0918 | 2306946.0918 | 2306946.0918 | 2306138.2339 | 2306138.2339 | 2306138.2339 | 2306138.2339 | 2306138.2339 | 2305311.3789 | 2305311.3789 | 2305311.3789 | 2305311.3789 | 2305311.3789 | 0 | 2087591.3205 | 2110627.0349 | 2133662.7493 | 2156698.4638 | 2179734.1782 | 2187301.3969 | 2210337.1113 | 2233372.8257 | 2256408.5402 | 2279444.2546 | 2299904.217 | 2299904.217 | 2299904.217 | 2299904.217 | 2299904.217 | 2299096.3592 | 2299096.3592 | 2299096.3592 | 2299096.3592 | 2299096.3592 | 2298269.5042 | 2298269.5042 | 2298269.5042 | 2298269.5042 | 2298269.5042 | 0
| Unknown, commercial | 45839495.2299 | 45575049.8154 | 45.8395 | 1662123.0764 | 1685237.4141 | -23114.3377 | 0% | 0 | 4% | 1.4% | 0.32764 | 0.2149 | 1.3777 | blended | 7833.0581 | 24282.48 | -587.52 | 25 | 12000 | 1909 | 3.1 | blended | 15 | 12000 | 240 | 15% | 0.0036 | 0.00106 | blended | blended | blended | blended | blended | blended | blended | blended | blended | blended | blended | blended | blended | blended | blended | blended | blended | blended | blended | blended | blended | blended | blended | blended | blended | blended | 1688608.7693 | 1707352.4186 | 1727199.2617 | 1747046.1048 | 1766850.429 | 1778828.5948 | 1798675.4378 | 1818522.2809 | 1838369.124 | 1856417.4446 | 1874781.7162 | 1874781.7162 | 1874781.7162 | 1874781.7162 | 1874468.7514 | 1874071.9155 | 1874071.9155 | 1874071.9155 | 1874071.9155 | 1873978.1493 | 1873571.9816 | 1873571.9816 | 1873571.9816 | 1873571.9816 | 1873476.0105 | 0 | 1665494.4316 | 1685845.3272 | 1707299.4166 | 1728753.506 | 1750165.0764 | 1763750.4885 | 1785204.5779 | 1806658.6673 | 1828112.7567 | 1847768.3235 | 1867739.8414 | 1867739.8414 | 1867739.8414 | 1867739.8414 | 1867426.8766 | 1867030.0408 | 1867030.0408 | 1867030.0408 | 1867030.0408 | 1866936.2746 | 1866530.1069 | 1866530.1069 | 1866530.1069 | 1866530.1069 | 1866434.1357 | 0
Table 123. Vermont Primary Heating Fuel Mix and Average Heating Efficiency, Residential Buildings
[18 empty] | Heating Fuel | Single Family | Average Heating Efficiency (ηave)
[18 empty] | Oil | 45% | 0.84
[18 empty] | Propane | 17% | 0.85
[18 empty] | Natural Gas | 23% | 0.84
[18 empty] | Electricity | 6% | 2.52
[18 empty] | Wood | 8% | 0.67
Table 121. ENERGY STAR GSHP Minimum Heating and Cooling Efficiency
[18 empty] | GSHP Type |  | EER | COP
[20 empty] | (Cooling) | (Heating)
Water-to-Air
[18 empty] | Closed Loop Water-to-Air |  | 17.1 | 3.6
[18 empty] | Open Loop Water-to-Air |  | 21.1 | 4.1
Water-to-Water
[18 empty] | Closed Loop Water-to-Water |  | 16.1 | 3.1
[18 empty] | Open Loop Water-to-Water |  | 20.1 | 3.5
DGX
[18 empty] | DGX-to-Air |  | 16 | 3.6
[18 empty] | DGX-to-Water |  | 15 | 3.1

## RE_MISC_MANU
Characterization: | RE_HOME_MANU
Efficient and Electric Manufactured Home
Assumptions:
▪ Baseline meets the US Department of HUD standard and ENERGY STAR Manufactured New Homes National Program
helper row
|  |  |  | 2025 First Year Savings | [5 empty] | Affected Fuel Adders |  | Mixed Baseline Scenario Adders | [16 empty] | Affected Fuel Lifecycle Carbon Intensity - With Adder (gCO2e/MJ) | [25 empty] | Lifetime CO2e Reductions, Thermal [g] | [25 empty] | Lifetime CO2e Reductions, Total [g]
Manufactured Home Size | Lifetime CO2e Reductions, Thermal [g] | Lifetime CO2e Reductions, Total [g] | Lifetime Credits | ΔCO2e | ΔCO2eThermal | ΔCO2eHeat | ΔCO2eDHW | ΔCO2eOther | ΔCO2cool | TDL | CI' | TDLelec | TDLng | CI' prop | CI' oil | CI' wood | ΔEheat,Oil [MJ] | ΔEheat,Prop [MJ] | ΔEheat,Elec [MJ] | ΔEDHW,Oil [MJ] | ΔEDHW,Prop [MJ] | ΔEDHW,Elec [MJ] | ΔEother[MJ] | ΔEcool [MJ] | Measure Life, Space Heating | Measure Life, Space Cooling | Measure Life, Water Heating | Measure Life, Other | 2025 | 2026 | 2027 | 2028 | 2029 | 2030 | 2031 | 2032 | 2033 | 2034 | 2035 | 2036 | 2037 | 2038 | 2039 | 2040 | 2041 | 2042 | 2043 | 2044 | 2045 | 2046 | 2047 | 2048 | 2049 | 2050 | 2025 | 2026 | 2027 | 2028 | 2029 | 2030 | 2031 | 2032 | 2033 | 2034 | 2035 | 2036 | 2037 | 2038 | 2039 | 2040 | 2041 | 2042 | 2043 | 2044 | 2045 | 2046 | 2047 | 2048 | 2049 | 2050 | 2025 | 2026 | 2027 | 2028 | 2029 | 2030 | 2031 | 2032 | 2033 | 2034 | 2035 | 2036 | 2037 | 2038 | 2039 | 2040 | 2041 | 2042 | 2043 | 2044 | 2045 | 2046 | 2047 | 2048 | 2049 | 2050
Single | 69035830.3243 | 69521869.1714 | 69.0358 | 4449173.4142 | 4393299.6015 | 3449108.1804 | 916813.1742 | 27378.2469 | 55873.8127 | blended | blended | 4% | 1.4% | 0.32764 | 0.2149 | 1.3777 | 10128.5 | 40725.2 | -10619.6 | 0 | 12238.6 | 239.8 | 695.9 | 1420.2 | 16 | 16 | 12 | 12 | blended | blended | blended | blended | blended | blended | blended | blended | blended | blended | blended | blended | blended | blended | blended | blended | blended | blended | blended | blended | blended | blended | blended | blended | blended | blended | 4393299.6015 | 4407760.1453 | 4434251.8604 | 4460743.5755 | 4486771.589 | 4507843.5515 | 4534335.2666 | 4560826.9817 | 4587318.6968 | 4594196.149 | 4619785.3885 | 4619785.3885 | 3708611.0125 | 3708611.0125 | 3705986.5784 | 3705703.5264 | 0 | 0 | 0 | 0 | 0 | 0 | 0 | 0 | 0 | 0 | 4449173.4142 | 4459748.7947 | 4482355.3463 | 4504961.898 | 4527104.7482 | 4544291.5473 | 4566898.099 | 4589504.6507 | 4612111.2024 | 4615103.4911 | 4636807.5673 | 4636807.5673 | 3725633.1913 | 3725633.1913 | 3723008.7572 | 3722725.7051 | 0 | 0 | 0 | 0 | 0 | 0 | 0 | 0 | 0 | 0
Double | 69643746.9901 | 70118218.3727 | 69.6437 | 4559626.1686 | 4505082.1227 | 3252973.0146 | 1221418.2468 | 30690.8613 | 54544.0459 | blended | blended | 4% | 1.4% | 0.32764 | 0.2149 | 1.3777 | 9495.5 | 38193 | -9486.7 | 0 | 17513.9 | -1959.1 | 780.1 | 1386.4 | 16 | 16 | 12 | 12 | blended | blended | blended | blended | blended | blended | blended | blended | blended | blended | blended | blended | blended | blended | blended | blended | blended | blended | blended | blended | blended | blended | blended | blended | blended | blended | 4505082.1227 | 4521605.405 | 4550782.9766 | 4579960.5482 | 4608650.4022 | 4632746.939 | 4661924.5106 | 4691102.0822 | 4720279.6538 | 4728827.101 | 4757158.599 | 4757158.599 | 3483413.9796 | 3483413.9796 | 3480952.7268 | 3480687.3647 | 0 | 0 | 0 | 0 | 0 | 0 | 0 | 0 | 0 | 0 | 4559626.1686 | 4572356.7523 | 4597741.6253 | 4623126.4983 | 4648023.6537 | 4668327.492 | 4693712.365 | 4719097.238 | 4744482.111 | 4749236.8596 | 4773775.6591 | 4773775.6591 | 3500031.0397 | 3500031.0397 | 3497569.7869 | 3497304.4247 | 0 | 0 | 0 | 0 | 0 | 0 | 0 | 0 | 0 | 0
Table 126. Vermont Water Heating Fuel Mix and Average Heating Efficiency, Residential Buildings
[17 empty] | End Use | Variable Name | Single Wide – Savings [MJ] |  |  | Double Wide – Savings [MJ]
[19 empty] | Electric | Propane | Oil | Electric | Propane | Oil
[17 empty] | Space Heating | ΔEheat,fuel | -10619.6 | 40725.2 | 10128.5 | -9486.7 | 38193 | 9495.5
[17 empty] | Space Cooling | ΔEcool | 1420.2 | 0 | 0 | 1386.4 | 0 | 0
[17 empty] | Water Heating | ΔEDHW,fuel | 239.8 | 12238.6 | 0 | -1959.1 | 17513.9 | 0
[17 empty] | Other | ΔEOther | 695.9 | 0 | 0 | 780.1 | 0 | 0
229158482.7314

## RE_MISC_HPPW
Characterization: | RE_MISC_HPPW
Residential Heat Pump Pool Water Heaters
Assumptions:
▪ Average baseline pool heater efficiencies in Table 126
▪ Heat pump pool water heater COP = 4.79
▪ 36ft by 18ft pool kept at 82°F from June 1 through September 30
▪ Pool cover use is unknown
helper row
|  |  |  | 2025 First Year Savings |  |  |  | Affected Fuel Adders |  | Mixed Baseline Scenario Adders | [15 empty] | Affected Fuel Lifecycle Carbon Intensity - With Adder (gCO2e/MJ) | [25 empty] | Lifetime CO2e Reductions, Total [g]
Baseline Fuel | Lifetime CO2e Reductions, Thermal [g] | Lifetime CO2e Reductions, Total [g] | Lifetime Credits | ΔCO2e | ΔCO2edirect | ΔCO2base | ΔCO2HP | TDL | CI' | TDLelec | TDLng | CI' prop | CI' oil | CI' wood | Ebase [MJ] | EHP [MJ] | Eload [MJ] | Measure Life | MMBTUsurface | MMBTUreheat | MMBTUevap | MMBTUsolar | ηbase | COPHP | MJ/MMBTU | 2025 | 2026 | 2027 | 2028 | 2029 | 2030 | 2031 | 2032 | 2033 | 2034 | 2035 | 2036 | 2037 | 2038 | 2039 | 2040 | 2041 | 2042 | 2043 | 2044 | 2045 | 2046 | 2047 | 2048 | 2049 | 2050 | 2025 | 2026 | 2027 | 2028 | 2029 | 2030 | 2031 | 2032 | 2033 | 2034 | 2035 | 2036 | 2037 | 2038 | 2039 | 2040 | 2041 | 2042 | 2043 | 2044 | 2045 | 2046 | 2047 | 2048 | 2049 | 2050
Oil | 50380488.5236 | 50380488.5236 | 50.3805 | 10161667.4972 | 10161667.4972 | 11086671.5365 | 925004.0392 | 0% | 0.2149 | 4% | 1.4% | 0.32764 | 0.2149 | 1.3777 | 132495.5882 | 23511.7432 | 112621.25 | 5 | 155.82 | 5.87 | 2.14 | 57.08 | 0.85 | 4.79 | 1055 | 83.6758 | 83.6758 | 83.6758 | 83.6758 | 83.6758 | 0 | 0 | 0 | 0 | 0 | 0 | 0 | 0 | 0 | 0 | 0 | 0 | 0 | 0 | 0 | 0 | 0 | 0 | 0 | 0 | 0 | 10161667.4972 | 6963993.9766 | 11086502.1818 | 11081820.0374 | 11086504.8306 | 0 | 0 | 0 | 0 | 0 | 0 | 0 | 0 | 0 | 0 | 0 | 0 | 0 | 0 | 0 | 0 | 0 | 0 | 0 | 0 | 0
Propane | 43942188.4323 | 43942188.4323 | 43.9422 | 8898317.4674 | 8898317.4674 | 9823321.5066 | 925004.0392 | 0% | 0.32764 | 4% | 1.4% | 0.32764 | 0.2149 | 1.3777 | 132495.5882 | 23511.7432 | 112621.25 | 5 | 155.82 | 5.87 | 2.14 | 57.08 | 0.85 | 4.79 | 1055 | 74.1407 | 73.9136 | 73.9136 | 73.9136 | 73.9048 | 0 | 0 | 0 | 0 | 0 | 0 | 0 | 0 | 0 | 0 | 0 | 0 | 0 | 0 | 0 | 0 | 0 | 0 | 0 | 0 | 0 | 8898317.4674 | 5670546.4632 | 9793054.6684 | 9788372.5239 | 9791897.3095 | 0 | 0 | 0 | 0 | 0 | 0 | 0 | 0 | 0 | 0 | 0 | 0 | 0 | 0 | 0 | 0 | 0 | 0 | 0 | 0 | 0
Natural Gas | 37757854.6704 | 37757854.6704 | 37.7579 | 7637140.7266 | 7637140.7266 | 8562144.7658 | 925004.0392 | 1.4% | 0 | 4% | 1.4% | 0.32764 | 0.2149 | 1.3777 | 132495.5882 | 23511.7432 | 112621.25 | 5 | 155.82 | 5.87 | 2.14 | 57.08 | 0.85 | 4.79 | 1055 | 63.7174 | 63.7174 | 63.7174 | 63.7174 | 63.7174 | 0 | 0 | 0 | 0 | 0 | 0 | 0 | 0 | 0 | 0 | 0 | 0 | 0 | 0 | 0 | 0 | 0 | 0 | 0 | 0 | 0 | 7637140.7266 | 4439467.206 | 8561975.4112 | 8557293.2667 | 8561978.06 | 0 | 0 | 0 | 0 | 0 | 0 | 0 | 0 | 0 | 0 | 0 | 0 | 0 | 0 | 0 | 0 | 0 | 0 | 0 | 0 | 0
Unknown, non-commercial | 29825614.7586 | 29825614.7586 | 29.8256 | 6324162.4321 | 6324162.4321 | 7249166.4714 | 925004.0392 | 0% | 0 | 4% | 1.4% | 0.32764 | 0.2149 | 1.3777 | blended | 23511.7432 | 112621.25 | 5 | 155.82 | 5.87 | 2.14 | 57.08 | blended | 4.79 | 1055 | blended | blended | blended | blended | blended | blended | blended | blended | blended | blended | blended | blended | blended | blended | blended | blended | blended | blended | blended | blended | blended | blended | blended | blended | blended | blended | 6324162.4321 | 2985447.8701 | 6974138.43 | 6835638.6401 | 6706227.3862 | 0 | 0 | 0 | 0 | 0 | 0 | 0 | 0 | 0 | 0 | 0 | 0 | 0 | 0 | 0 | 0 | 0 | 0 | 0 | 0 | 0
Table 126. Vermont Water Heating Fuel Mix and Average Heating Efficiency, Residential Buildings
[18 empty] | Pool Water Heating Fuel | Fuel Mix | Average Efficiency (ηave,fuel)
[18 empty] | Oil | 9% | 0.85
[18 empty] | Propane | 24% | 0.85
[18 empty] | Natural Gas | 23% | 0.85
[18 empty] | Electricity | 43% | 0.99
229158482.7314

## VT CHS Emissions Schedule
Source: VT CHS Lifecycle Emissions Rate Schedule DRAFT 2024-08-29
Fuel | Lifecycle Emission Rate (gCO2e/MJ) | [27 empty] | Combustion Emission Rate (gCO2e/MJ) | [27 empty] | Upstream Emission Rate (gCO2e/MJ)
| 2023 | 2024 | 2025 | 2026 | 2027 | 2028 | 2029 | 2030 | 2031 | 2032 | 2033 | 2034 | 2035 | 2036 | 2037 | 2038 | 2039 | 2040 | 2041 | 2042 | 2043 | 2044 | 2045 | 2046 | 2047 | 2048 | 2049 | 2050 | 2023 | 2024 | 2025 | 2026 | 2027 | 2028 | 2029 | 2030 | 2031 | 2032 | 2033 | 2034 | 2035 | 2036 | 2037 | 2038 | 2039 | 2040 | 2041 | 2042 | 2043 | 2044 | 2045 | 2046 | 2047 | 2048 | 2049 | 2050 | 2023 | 2024 | 2025 | 2026 | 2027 | 2028 | 2029 | 2030 | 2031 | 2032 | 2033 | 2034 | 2035 | 2036 | 2037 | 2038 | 2039 | 2040 | 2041 | 2042 | 2043 | 2044 | 2045 | 2046 | 2047 | 2048 | 2049 | 2050
Grid electricity |  |  | 37.7685 | 35.1423 | 32.5161 | 29.8899 | 27.2636 | 24.6374 | 22.0112 | 19.385 | 16.7588 | 14.1326 | 11.5063 | 11.5063 | 11.5063 | 11.5063 | 11.5063 | 11.5063 | 11.5063 | 11.5063 | 11.5063 | 11.5063 | 11.5063 | 11.5063 | 11.5063 | 11.5063 | 11.5063 | 11.5063 | 32.4582 | 32.4582 | 32.4582 | 29.6115 | 26.7648 | 23.9181 | 21.0714 | 18.2247 | 15.378 | 12.5312 | 9.6845 | 6.8378 | 3.9911 | 3.9911 | 3.9911 | 3.9911 | 3.9911 | 3.9911 | 3.9911 | 3.9911 | 3.9911 | 3.9911 | 3.9911 | 3.9911 | 3.9911 | 3.9911 | 3.9911 | 3.9911 | 5.3103 | 5.3103 | 5.3103 | 5.5308 | 5.7513 | 5.9718 | 6.1923 | 6.4128 | 6.6333 | 6.8537 | 7.0742 | 7.2947 | 7.5152 | 7.5152 | 7.5152 | 7.5152 | 7.5152 | 7.5152 | 7.5152 | 7.5152 | 7.5152 | 7.5152 | 7.5152 | 7.5152 | 7.5152 | 7.5152 | 7.5152 | 7.5152
Liquid and Gaseous Fuels
Natural gas |  |  | 63.7174 | 63.7174 | 63.7174 | 63.7174 | 63.7174 | 63.6511 | 63.6511 | 63.6511 | 63.6511 | 63.6511 | 63.6399 | 63.6399 | 63.6399 | 63.6399 | 63.6399 | 63.6363 | 63.6363 | 63.6363 | 63.6363 | 63.6363 | 63.6326 | 63.6326 | 63.6326 | 63.6326 | 63.6326 | 63.6268 | 50.3428 | 50.3428 | 50.3428 | 50.3428 | 50.3428 | 50.3428 | 50.3428 | 50.3428 | 50.3428 | 50.3428 | 50.3428 | 50.3428 | 50.3428 | 50.3428 | 50.3428 | 50.3428 | 50.3428 | 50.3428 | 50.3428 | 50.3428 | 50.3428 | 50.3428 | 50.3428 | 50.3428 | 50.3428 | 50.3428 | 50.3428 | 50.3428 | 13.3976 | 13.3976 | 13.3746 | 13.3746 | 13.3746 | 13.3746 | 13.3746 | 13.3083 | 13.3083 | 13.3083 | 13.3083 | 13.3083 | 13.297 | 13.297 | 13.297 | 13.297 | 13.297 | 13.2934 | 13.2934 | 13.2934 | 13.2934 | 13.2934 | 13.2898 | 13.2898 | 13.2898 | 13.2898 | 13.2898 | 13.284
Fuel oil #2 |  |  | 83.4609 | 83.4609 | 83.4609 | 83.4609 | 83.4609 | 82.9258 | 82.9258 | 82.9258 | 82.9258 | 82.9258 | 82.8367 | 82.8367 | 82.8367 | 82.8367 | 82.8367 | 82.8087 | 82.8087 | 82.8087 | 82.8087 | 82.8087 | 82.7801 | 82.7801 | 82.7801 | 82.7801 | 82.7801 | 82.7138 | 70.3309 | 70.3309 | 70.3309 | 70.3309 | 70.3309 | 70.3309 | 70.3309 | 70.3309 | 70.3309 | 70.3309 | 70.3309 | 70.3309 | 70.3309 | 70.3309 | 70.3309 | 70.3309 | 70.3309 | 70.3309 | 70.3309 | 70.3309 | 70.3309 | 70.3309 | 70.3309 | 70.3309 | 70.3309 | 70.3309 | 70.3309 | 70.3309 | 13.0716 | 13.0716 | 13.13 | 13.13 | 13.13 | 13.13 | 13.13 | 12.5949 | 12.5949 | 12.5949 | 12.5949 | 12.5949 | 12.5058 | 12.5058 | 12.5058 | 12.5058 | 12.5058 | 12.4779 | 12.4779 | 12.4779 | 12.4779 | 12.4779 | 12.4493 | 12.4493 | 12.4493 | 12.4493 | 12.4493 | 12.3829
Propane |  |  | 73.8131 | 73.5859 | 73.5859 | 73.5859 | 73.5772 | 73.5772 | 73.5772 | 73.5772 | 73.5772 | 73.2069 | 73.2069 | 73.2069 | 73.2069 | 73.2069 | 73.1424 | 73.1424 | 73.1424 | 73.1424 | 73.1424 | 73.1231 | 73.1231 | 73.1231 | 73.1231 | 73.1231 | 73.1033 | 73.1033 | 59.8196 | 59.8196 | 59.8196 | 59.8196 | 59.8196 | 59.8196 | 59.8196 | 59.8196 | 59.8196 | 59.8196 | 59.8196 | 59.8196 | 59.8196 | 59.8196 | 59.8196 | 59.8196 | 59.8196 | 59.8196 | 59.8196 | 59.8196 | 59.8196 | 59.8196 | 59.8196 | 59.8196 | 59.8196 | 59.8196 | 59.8196 | 59.8196 | 13.495 | 13.8557 | 13.9935 | 13.7664 | 13.7664 | 13.7664 | 13.7576 | 13.7576 | 13.7576 | 13.7576 | 13.7576 | 13.3873 | 13.3873 | 13.3873 | 13.3873 | 13.3873 | 13.3228 | 13.3228 | 13.3228 | 13.3228 | 13.3228 | 13.3035 | 13.3035 | 13.3035 | 13.3035 | 13.3035 | 13.2838 | 13.2838
Kerosene |  |  | 83.6711 | 83.6711 | 83.6711 | 83.6711 | 83.6711 | 83.1202 | 83.1202 | 83.1202 | 83.1202 | 83.1202 | 83.0241 | 83.0241 | 83.0241 | 83.0241 | 83.0241 | 82.9957 | 82.9957 | 82.9957 | 82.9957 | 82.9957 | 82.9666 | 82.9666 | 82.9666 | 82.9666 | 82.9666 | 82.8921 | 71.5062 | 71.5062 | 71.5062 | 71.5062 | 71.5062 | 71.5062 | 71.5062 | 71.5062 | 71.5062 | 71.5062 | 71.5062 | 71.5062 | 71.5062 | 71.5062 | 71.5062 | 71.5062 | 71.5062 | 71.5062 | 71.5062 | 71.5062 | 71.5062 | 71.5062 | 71.5062 | 71.5062 | 71.5062 | 71.5062 | 71.5062 | 71.5062 | 12.1199 | 12.1199 | 12.165 | 12.165 | 12.165 | 12.165 | 12.165 | 11.614 | 11.614 | 11.614 | 11.614 | 11.614 | 11.5179 | 11.5179 | 11.5179 | 11.5179 | 11.5179 | 11.4895 | 11.4895 | 11.4895 | 11.4895 | 11.4895 | 11.4604 | 11.4604 | 11.4604 | 11.4604 | 11.4604 | 11.3859
Coal |  |  | 94.5442 | 94.5442 | 94.5442 | 94.5442 | 94.5442 | 94.4594 | 94.4594 | 94.4594 | 94.4594 | 94.4594 | 94.4438 | 94.4438 | 94.4438 | 94.4438 | 94.4438 | 94.4394 | 94.4394 | 94.4394 | 94.4394 | 94.4394 | 94.4348 | 94.4348 | 94.4348 | 94.4348 | 94.4348 | 94.4252 | 89.1062 | 89.1062 | 89.1062 | 89.1062 | 89.1062 | 89.1062 | 89.1062 | 89.1062 | 89.1062 | 89.1062 | 89.1062 | 89.1062 | 89.1062 | 89.1062 | 89.1062 | 89.1062 | 89.1062 | 89.1062 | 89.1062 | 89.1062 | 89.1062 | 89.1062 | 89.1062 | 89.1062 | 89.1062 | 89.1062 | 89.1062 | 89.1062 | 5.4666 | 5.4666 | 5.438 | 5.438 | 5.438 | 5.438 | 5.438 | 5.3532 | 5.3532 | 5.3532 | 5.3532 | 5.3532 | 5.3376 | 5.3376 | 5.3376 | 5.3376 | 5.3376 | 5.3332 | 5.3332 | 5.3332 | 5.3332 | 5.3332 | 5.3286 | 5.3286 | 5.3286 | 5.3286 | 5.3286 | 5.319
Hydrogen from SMR |  |  | 91.1198 | 91.1198 | 91.1198 | 91.1198 | 91.1198 | 86.5425 | 86.5425 | 86.5425 | 86.5425 | 86.5425 | 85.6389 | 85.6389 | 85.6389 | 85.6389 | 85.6389 | 85.4026 | 85.4026 | 85.4026 | 85.4026 | 85.4026 | 85.1606 | 85.1606 | 85.1606 | 85.1606 | 85.1606 | 84.5602 | 0 | 0 | 0 | 0 | 0 | 0 | 0 | 0 | 0 | 0 | 0 | 0 | 0 | 0 | 0 | 0 | 0 | 0 | 0 | 0 | 0 | 0 | 0 | 0 | 0 | 0 | 0 | 0 | 92.9337 | 92.9337 | 91.1198 | 91.1198 | 91.1198 | 91.1198 | 91.1198 | 86.5425 | 86.5425 | 86.5425 | 86.5425 | 86.5425 | 85.6389 | 85.6389 | 85.6389 | 85.6389 | 85.6389 | 85.4026 | 85.4026 | 85.4026 | 85.4026 | 85.4026 | 85.1606 | 85.1606 | 85.1606 | 85.1606 | 85.1606 | 84.5602
Hydrogen from dedicated renewables |  |  | 12.5052 | 12.5052 | 12.5052 | 12.5052 | 12.5052 | 8.1735 | 8.1735 | 8.1735 | 8.1735 | 8.1735 | 7.3115 | 7.3115 | 7.3115 | 7.3115 | 7.3115 | 7.0885 | 7.0885 | 7.0885 | 7.0885 | 7.0885 | 6.8602 | 6.8602 | 6.8602 | 6.8602 | 6.8602 | 6.2808 | 0 | 0 | 0 | 0 | 0 | 0 | 0 | 0 | 0 | 0 | 0 | 0 | 0 | 0 | 0 | 0 | 0 | 0 | 0 | 0 | 0 | 0 | 0 | 0 | 0 | 0 | 0 | 0 | 14.2314 | 14.2314 | 12.5052 | 12.5052 | 12.5052 | 12.5052 | 12.5052 | 8.1735 | 8.1735 | 8.1735 | 8.1735 | 8.1735 | 7.3115 | 7.3115 | 7.3115 | 7.3115 | 7.3115 | 7.0885 | 7.0885 | 7.0885 | 7.0885 | 7.0885 | 6.8602 | 6.8602 | 6.8602 | 6.8602 | 6.8602 | 6.2808
Biomethane from animal waste |  |  | 15.0627 | 15.0627 | 15.0627 | 15.0627 | 15.0627 | 14.7052 | 14.7052 | 14.7052 | 14.7052 | 14.7052 | 14.6056 | 14.6056 | 14.6056 | 14.6056 | 14.6056 | 14.5942 | 14.5942 | 14.5942 | 14.5942 | 14.5942 | 14.5788 | 14.5788 | 14.5788 | 14.5788 | 14.5788 | 14.5067 | 0.051656 | 0.051656 | 0.051656 | 0.051656 | 0.051656 | 0.051656 | 0.051656 | 0.051656 | 0.051656 | 0.051656 | 0.051656 | 0.051656 | 0.051656 | 0.051656 | 0.051656 | 0.051656 | 0.051656 | 0.051656 | 0.051656 | 0.051656 | 0.051656 | 0.051656 | 0.051656 | 0.051656 | 0.051656 | 0.051656 | 0.051656 | 0.051656 | 15.1899 | 15.1899 | 15.011 | 15.011 | 15.011 | 15.011 | 15.011 | 14.6536 | 14.6536 | 14.6536 | 14.6536 | 14.6536 | 14.5539 | 14.5539 | 14.5539 | 14.5539 | 14.5539 | 14.5426 | 14.5426 | 14.5426 | 14.5426 | 14.5426 | 14.5272 | 14.5272 | 14.5272 | 14.5272 | 14.5272 | 14.4551
Biomethane from landfill gas |  |  | 6.7718 | 6.7718 | 6.7718 | 6.7718 | 6.7718 | 4.1952 | 4.1952 | 4.1952 | 4.1952 | 4.1952 | 3.7597 | 3.7597 | 3.7597 | 3.7597 | 3.7597 | 3.6197 | 3.6197 | 3.6197 | 3.6197 | 3.6197 | 3.4764 | 3.4764 | 3.4764 | 3.4764 | 3.4764 | 3.2567 | 0.24316 | 0.24316 | 0.24316 | 0.24316 | 0.24316 | 0.24316 | 0.24316 | 0.24316 | 0.24316 | 0.24316 | 0.24316 | 0.24316 | 0.24316 | 0.24316 | 0.24316 | 0.24316 | 0.24316 | 0.24316 | 0.24316 | 0.24316 | 0.24316 | 0.24316 | 0.24316 | 0.24316 | 0.24316 | 0.24316 | 0.24316 | 0.24316 | 7.4589 | 7.4589 | 6.5286 | 6.5286 | 6.5286 | 6.5286 | 6.5286 | 3.952 | 3.952 | 3.952 | 3.952 | 3.952 | 3.5165 | 3.5165 | 3.5165 | 3.5165 | 3.5165 | 3.3765 | 3.3765 | 3.3765 | 3.3765 | 3.3765 | 3.2332 | 3.2332 | 3.2332 | 3.2332 | 3.2332 | 3.0135
Biomethane from fats, oils, and greases |  |  | 26.2391 | 26.2391 | 26.2391 | 26.2391 | 26.2391 | 19.176 | 19.176 | 19.176 | 19.176 | 19.176 | 17.9761 | 17.9761 | 17.9761 | 17.9761 | 17.9761 | 17.6055 | 17.6055 | 17.6055 | 17.6055 | 17.6055 | 17.2262 | 17.2262 | 17.2262 | 17.2262 | 17.2262 | 16.5807 | 0.051656 | 0.051656 | 0.051656 | 0.051656 | 0.051656 | 0.051656 | 0.051656 | 0.051656 | 0.051656 | 0.051656 | 0.051656 | 0.051656 | 0.051656 | 0.051656 | 0.051656 | 0.051656 | 0.051656 | 0.051656 | 0.051656 | 0.051656 | 0.051656 | 0.051656 | 0.051656 | 0.051656 | 0.051656 | 0.051656 | 0.051656 | 0.051656 | 28.9567 | 28.9567 | 26.1875 | 26.1875 | 26.1875 | 26.1875 | 26.1875 | 19.1244 | 19.1244 | 19.1244 | 19.1244 | 19.1244 | 17.9245 | 17.9245 | 17.9245 | 17.9245 | 17.9245 | 17.5539 | 17.5539 | 17.5539 | 17.5539 | 17.5539 | 17.1746 | 17.1746 | 17.1746 | 17.1746 | 17.1746 | 16.5291
Biomethane from wastewater |  |  | 37.6488 | 37.6488 | 37.6488 | 37.6488 | 37.6488 | 30.2362 | 30.2362 | 30.2362 | 30.2362 | 30.2362 | 28.9942 | 28.9942 | 28.9942 | 28.9942 | 28.9942 | 28.5904 | 28.5904 | 28.5904 | 28.5904 | 28.5904 | 28.1771 | 28.1771 | 28.1771 | 28.1771 | 28.1771 | 27.5623 | 0.051656 | 0.051656 | 0.051656 | 0.051656 | 0.051656 | 0.051656 | 0.051656 | 0.051656 | 0.051656 | 0.051656 | 0.051656 | 0.051656 | 0.051656 | 0.051656 | 0.051656 | 0.051656 | 0.051656 | 0.051656 | 0.051656 | 0.051656 | 0.051656 | 0.051656 | 0.051656 | 0.051656 | 0.051656 | 0.051656 | 0.051656 | 0.051656 | 40.2677 | 40.2677 | 37.5971 | 37.5971 | 37.5971 | 37.5971 | 37.5971 | 30.1845 | 30.1845 | 30.1845 | 30.1845 | 30.1845 | 28.9426 | 28.9426 | 28.9426 | 28.9426 | 28.9426 | 28.5387 | 28.5387 | 28.5387 | 28.5387 | 28.5387 | 28.1254 | 28.1254 | 28.1254 | 28.1254 | 28.1254 | 27.5106
Biodiesel from soybeans |  |  | 25.9493 | 25.9493 | 25.9493 | 25.9493 | 25.9493 | 24.9606 | 24.9606 | 24.9606 | 24.9606 | 24.9606 | 24.7922 | 24.7922 | 24.7922 | 24.7922 | 24.7922 | 24.7496 | 24.7496 | 24.7496 | 24.7496 | 24.7496 | 24.7059 | 24.7059 | 24.7059 | 24.7059 | 24.7059 | 24.5906 | 0.056822 | 0.056822 | 0.056822 | 0.056822 | 0.056822 | 0.056822 | 0.056822 | 0.056822 | 0.056822 | 0.056822 | 0.056822 | 0.056822 | 0.056822 | 0.056822 | 0.056822 | 0.056822 | 0.056822 | 0.056822 | 0.056822 | 0.056822 | 0.056822 | 0.056822 | 0.056822 | 0.056822 | 0.056822 | 0.056822 | 0.056822 | 0.056822 | 26.3422 | 26.3422 | 25.8925 | 25.8925 | 25.8925 | 25.8925 | 25.8925 | 24.9038 | 24.9038 | 24.9038 | 24.9038 | 24.9038 | 24.7354 | 24.7354 | 24.7354 | 24.7354 | 24.7354 | 24.6928 | 24.6928 | 24.6928 | 24.6928 | 24.6928 | 24.6491 | 24.6491 | 24.6491 | 24.6491 | 24.6491 | 24.5337
Biodiesel from canola |  |  | 25.4736 | 25.4736 | 25.4736 | 25.4736 | 25.4736 | 24.6134 | 24.6134 | 24.6134 | 24.6134 | 24.6134 | 24.434 | 24.434 | 24.434 | 24.434 | 24.434 | 24.3905 | 24.3905 | 24.3905 | 24.3905 | 24.3905 | 24.3459 | 24.3459 | 24.3459 | 24.3459 | 24.3459 | 24.2181 | 0.056822 | 0.056822 | 0.056822 | 0.056822 | 0.056822 | 0.056822 | 0.056822 | 0.056822 | 0.056822 | 0.056822 | 0.056822 | 0.056822 | 0.056822 | 0.056822 | 0.056822 | 0.056822 | 0.056822 | 0.056822 | 0.056822 | 0.056822 | 0.056822 | 0.056822 | 0.056822 | 0.056822 | 0.056822 | 0.056822 | 0.056822 | 0.056822 | 25.7607 | 25.7607 | 25.4168 | 25.4168 | 25.4168 | 25.4168 | 25.4168 | 24.5566 | 24.5566 | 24.5566 | 24.5566 | 24.5566 | 24.3772 | 24.3772 | 24.3772 | 24.3772 | 24.3772 | 24.3336 | 24.3336 | 24.3336 | 24.3336 | 24.3336 | 24.289 | 24.289 | 24.289 | 24.289 | 24.289 | 24.1613
Biodiesel from corn |  |  | 9.3425 | 9.3425 | 9.3425 | 9.3425 | 9.3425 | 8.227 | 8.227 | 8.227 | 8.227 | 8.227 | 8.0424 | 8.0424 | 8.0424 | 8.0424 | 8.0424 | 7.9912 | 7.9912 | 7.9912 | 7.9912 | 7.9912 | 7.9388 | 7.9388 | 7.9388 | 7.9388 | 7.9388 | 7.8238 | 0.056822 | 0.056822 | 0.056822 | 0.056822 | 0.056822 | 0.056822 | 0.056822 | 0.056822 | 0.056822 | 0.056822 | 0.056822 | 0.056822 | 0.056822 | 0.056822 | 0.056822 | 0.056822 | 0.056822 | 0.056822 | 0.056822 | 0.056822 | 0.056822 | 0.056822 | 0.056822 | 0.056822 | 0.056822 | 0.056822 | 0.056822 | 0.056822 | 9.8834 | 9.8834 | 9.2857 | 9.2857 | 9.2857 | 9.2857 | 9.2857 | 8.1702 | 8.1702 | 8.1702 | 8.1702 | 8.1702 | 7.9856 | 7.9856 | 7.9856 | 7.9856 | 7.9856 | 7.9344 | 7.9344 | 7.9344 | 7.9344 | 7.9344 | 7.882 | 7.882 | 7.882 | 7.882 | 7.882 | 7.767
Biodiesel from used cooking oil |  |  | 14.3049 | 14.3049 | 14.3049 | 14.3049 | 14.3049 | 13.2607 | 13.2607 | 13.2607 | 13.2607 | 13.2607 | 12.9886 | 12.9886 | 12.9886 | 12.9886 | 12.9886 | 12.9409 | 12.9409 | 12.9409 | 12.9409 | 12.9409 | 12.8921 | 12.8921 | 12.8921 | 12.8921 | 12.8921 | 12.6485 | 0.056822 | 0.056822 | 0.056822 | 0.056822 | 0.056822 | 0.056822 | 0.056822 | 0.056822 | 0.056822 | 0.056822 | 0.056822 | 0.056822 | 0.056822 | 0.056822 | 0.056822 | 0.056822 | 0.056822 | 0.056822 | 0.056822 | 0.056822 | 0.056822 | 0.056822 | 0.056822 | 0.056822 | 0.056822 | 0.056822 | 0.056822 | 0.056822 | 14.7437 | 14.7437 | 14.2481 | 14.2481 | 14.2481 | 14.2481 | 14.2481 | 13.2038 | 13.2038 | 13.2038 | 13.2038 | 13.2038 | 12.9318 | 12.9318 | 12.9318 | 12.9318 | 12.9318 | 12.8841 | 12.8841 | 12.8841 | 12.8841 | 12.8841 | 12.8353 | 12.8353 | 12.8353 | 12.8353 | 12.8353 | 12.5916
Renewable diesel from soybeans |  |  | 32.1541 | 32.1541 | 32.1541 | 32.1541 | 32.1541 | 31.0249 | 31.0249 | 31.0249 | 31.0249 | 31.0249 | 30.8305 | 30.8305 | 30.8305 | 30.8305 | 30.8305 | 30.7806 | 30.7806 | 30.7806 | 30.7806 | 30.7806 | 30.7295 | 30.7295 | 30.7295 | 30.7295 | 30.7295 | 30.598 | 0.056822 | 0.056822 | 0.056822 | 0.056822 | 0.056822 | 0.056822 | 0.056822 | 0.056822 | 0.056822 | 0.056822 | 0.056822 | 0.056822 | 0.056822 | 0.056822 | 0.056822 | 0.056822 | 0.056822 | 0.056822 | 0.056822 | 0.056822 | 0.056822 | 0.056822 | 0.056822 | 0.056822 | 0.056822 | 0.056822 | 0.056822 | 0.056822 | 32.6014 | 32.6014 | 32.0972 | 32.0972 | 32.0972 | 32.0972 | 32.0972 | 30.9681 | 30.9681 | 30.9681 | 30.9681 | 30.9681 | 30.7737 | 30.7737 | 30.7737 | 30.7737 | 30.7737 | 30.7238 | 30.7238 | 30.7238 | 30.7238 | 30.7238 | 30.6726 | 30.6726 | 30.6726 | 30.6726 | 30.6726 | 30.5412
Renewable diesel from canola |  |  | 31.8756 | 31.8756 | 31.8756 | 31.8756 | 31.8756 | 30.8764 | 30.8764 | 30.8764 | 30.8764 | 30.8764 | 30.6708 | 30.6708 | 30.6708 | 30.6708 | 30.6708 | 30.62 | 30.62 | 30.62 | 30.62 | 30.62 | 30.5679 | 30.5679 | 30.5679 | 30.5679 | 30.5679 | 30.4239 | 0.056822 | 0.056822 | 0.056822 | 0.056822 | 0.056822 | 0.056822 | 0.056822 | 0.056822 | 0.056822 | 0.056822 | 0.056822 | 0.056822 | 0.056822 | 0.056822 | 0.056822 | 0.056822 | 0.056822 | 0.056822 | 0.056822 | 0.056822 | 0.056822 | 0.056822 | 0.056822 | 0.056822 | 0.056822 | 0.056822 | 0.056822 | 0.056822 | 32.216 | 32.216 | 31.8187 | 31.8187 | 31.8187 | 31.8187 | 31.8187 | 30.8195 | 30.8195 | 30.8195 | 30.8195 | 30.8195 | 30.614 | 30.614 | 30.614 | 30.614 | 30.614 | 30.5631 | 30.5631 | 30.5631 | 30.5631 | 30.5631 | 30.5111 | 30.5111 | 30.5111 | 30.5111 | 30.5111 | 30.3671
Renewable diesel from corn |  |  | 11.8001 | 11.8001 | 11.8001 | 11.8001 | 11.8001 | 10.8209 | 10.8209 | 10.8209 | 10.8209 | 10.8209 | 10.6569 | 10.6569 | 10.6569 | 10.6569 | 10.6569 | 10.6132 | 10.6132 | 10.6132 | 10.6132 | 10.6132 | 10.5686 | 10.5686 | 10.5686 | 10.5686 | 10.5686 | 10.4615 | 0.056822 | 0.056822 | 0.056822 | 0.056822 | 0.056822 | 0.056822 | 0.056822 | 0.056822 | 0.056822 | 0.056822 | 0.056822 | 0.056822 | 0.056822 | 0.056822 | 0.056822 | 0.056822 | 0.056822 | 0.056822 | 0.056822 | 0.056822 | 0.056822 | 0.056822 | 0.056822 | 0.056822 | 0.056822 | 0.056822 | 0.056822 | 0.056822 | 12.2926 | 12.2926 | 11.7433 | 11.7433 | 11.7433 | 11.7433 | 11.7433 | 10.7641 | 10.7641 | 10.7641 | 10.7641 | 10.7641 | 10.6001 | 10.6001 | 10.6001 | 10.6001 | 10.6001 | 10.5564 | 10.5564 | 10.5564 | 10.5564 | 10.5564 | 10.5117 | 10.5117 | 10.5117 | 10.5117 | 10.5117 | 10.4047
Renewable diesel from used cooking oil |  |  | 17.2597 | 17.2597 | 17.2597 | 17.2597 | 17.2597 | 15.9596 | 15.9596 | 15.9596 | 15.9596 | 15.9596 | 15.7181 | 15.7181 | 15.7181 | 15.7181 | 15.7181 | 15.6495 | 15.6495 | 15.6495 | 15.6495 | 15.6495 | 15.5793 | 15.5793 | 15.5793 | 15.5793 | 15.5793 | 15.4331 | 0.056822 | 0.056822 | 0.056822 | 0.056822 | 0.056822 | 0.056822 | 0.056822 | 0.056822 | 0.056822 | 0.056822 | 0.056822 | 0.056822 | 0.056822 | 0.056822 | 0.056822 | 0.056822 | 0.056822 | 0.056822 | 0.056822 | 0.056822 | 0.056822 | 0.056822 | 0.056822 | 0.056822 | 0.056822 | 0.056822 | 0.056822 | 0.056822 | 17.6987 | 17.6987 | 17.2029 | 17.2029 | 17.2029 | 17.2029 | 17.2029 | 15.9028 | 15.9028 | 15.9028 | 15.9028 | 15.9028 | 15.6612 | 15.6612 | 15.6612 | 15.6612 | 15.6612 | 15.5927 | 15.5927 | 15.5927 | 15.5927 | 15.5927 | 15.5225 | 15.5225 | 15.5225 | 15.5225 | 15.5225 | 15.3763
Wood Fuels
Wood chips |  |  | 31.4644 | 31.4644 | 31.4644 | 31.4644 | 31.4644 | 31.2352 | 31.2352 | 31.2352 | 31.2352 | 31.2352 | 31.1224 | 31.1224 | 31.1224 | 31.1224 | 31.1224 | 31.117 | 31.117 | 31.117 | 31.117 | 31.117 | 31.1114 | 31.1114 | 31.1114 | 31.1114 | 31.1114 | 30.972 | 29.545 | 29.545 | 29.545 | 29.545 | 29.545 | 29.545 | 29.545 | 29.545 | 29.545 | 29.545 | 29.545 | 29.545 | 29.545 | 29.545 | 29.545 | 29.545 | 29.545 | 29.545 | 29.545 | 29.545 | 29.545 | 29.545 | 29.545 | 29.545 | 29.545 | 29.545 | 29.545 | 29.545 | 2.0934 | 2.0934 | 1.9194 | 1.9194 | 1.9194 | 1.9194 | 1.9194 | 1.6902 | 1.6902 | 1.6902 | 1.6902 | 1.6902 | 1.5774 | 1.5774 | 1.5774 | 1.5774 | 1.5774 | 1.572 | 1.572 | 1.572 | 1.572 | 1.572 | 1.5664 | 1.5664 | 1.5664 | 1.5664 | 1.5664 | 1.427
Wood pellets |  |  | 55.485 | 55.485 | 55.485 | 55.485 | 55.485 | 53.5205 | 53.5205 | 53.5205 | 53.5205 | 53.5205 | 53.1884 | 53.1884 | 53.1884 | 53.1884 | 53.1884 | 53.0816 | 53.0816 | 53.0816 | 53.0816 | 53.0816 | 52.9724 | 52.9724 | 52.9724 | 52.9724 | 52.9724 | 52.8048 | 29.545 | 29.545 | 29.545 | 29.545 | 29.545 | 29.545 | 29.545 | 29.545 | 29.545 | 29.545 | 29.545 | 29.545 | 29.545 | 29.545 | 29.545 | 29.545 | 29.545 | 29.545 | 29.545 | 29.545 | 29.545 | 29.545 | 29.545 | 29.545 | 29.545 | 29.545 | 29.545 | 29.545 | 26.6485 | 26.6485 | 25.94 | 25.94 | 25.94 | 25.94 | 25.94 | 23.9755 | 23.9755 | 23.9755 | 23.9755 | 23.9755 | 23.6434 | 23.6434 | 23.6434 | 23.6434 | 23.6434 | 23.5366 | 23.5366 | 23.5366 | 23.5366 | 23.5366 | 23.4274 | 23.4274 | 23.4274 | 23.4274 | 23.4274 | 23.2598
Firewood, commercial |  |  | 31.8744 | 31.8744 | 31.8744 | 31.8744 | 31.8744 | 31.7858 | 31.7858 | 31.7858 | 31.7858 | 31.7858 | 31.7277 | 31.7277 | 31.7277 | 31.7277 | 31.7277 | 31.7269 | 31.7269 | 31.7269 | 31.7269 | 31.7269 | 31.7261 | 31.7261 | 31.7261 | 31.7261 | 31.7261 | 31.6486 | 29.545 | 29.545 | 29.545 | 29.545 | 29.545 | 29.545 | 29.545 | 29.545 | 29.545 | 29.545 | 29.545 | 29.545 | 29.545 | 29.545 | 29.545 | 29.545 | 29.545 | 29.545 | 29.545 | 29.545 | 29.545 | 29.545 | 29.545 | 29.545 | 29.545 | 29.545 | 29.545 | 29.545 | 2.4092 | 2.4092 | 2.3295 | 2.3295 | 2.3295 | 2.3295 | 2.3295 | 2.2408 | 2.2408 | 2.2408 | 2.2408 | 2.2408 | 2.1827 | 2.1827 | 2.1827 | 2.1827 | 2.1827 | 2.1819 | 2.1819 | 2.1819 | 2.1819 | 2.1819 | 2.1811 | 2.1811 | 2.1811 | 2.1811 | 2.1811 | 2.1036
Eligible Emissions Limit
Eligible emissions limit (reference value) |  |  | 66.7687 | 66.7687 | 66.7687 | 66.7687 | 66.7687 | 49.7555 | 49.7555 | 49.7555 | 49.7555 | 49.7555 | 49.702 | 49.702 | 49.702 | 49.702 | 49.702 | 49.6852 | 49.6852 | 49.6852 | 49.6852 | 49.6852 | 49.6681 | 49.6681 | 49.6681 | 49.6681 | 49.6681 | 16.5428 | N/A | N/A | N/A | N/A | N/A | N/A | N/A | N/A | N/A | N/A | N/A | N/A | N/A | N/A | N/A | N/A | N/A | N/A | N/A | N/A | N/A | N/A | N/A | N/A | N/A | N/A | N/A | N/A | N/A | N/A | N/A | N/A | N/A | N/A | N/A | N/A | N/A | N/A | N/A | N/A | N/A | N/A | N/A | N/A | N/A | N/A | N/A | N/A | N/A | N/A | N/A | N/A | N/A | N/A | N/A | N/A
Note: The eligible emissions limit is calculated in accordance with 30 V.S.A. § 8127(f); it begins at 80% of fuel oil #2 emissions, declines to 60% in 2030 and declines to 20% beginning in 2050, although 30 V.S.A. § 8127(f)(1)(C) allows for discretion to be applied beginning in 2050.
Wood, unspecified, all |  |  | 39.6079 | 39.6079 | 39.6079 | 39.6079 | 39.6079 | 38.8472 | 38.8472 | 38.8472 | 38.8472 | 38.8472 | 38.6795 | 38.6795 | 38.6795 | 38.6795 | 38.6795 | 38.6418 | 38.6418 | 38.6418 | 38.6418 | 38.6418 | 38.6033 | 38.6033 | 38.6033 | 38.6033 | 38.6033 | 38.4751
Wood, unspecified, commercial |  |  | 31.6694 | 31.6694 | 31.6694 | 31.6694 | 31.6694 | 31.5105 | 31.5105 | 31.5105 | 31.5105 | 31.5105 | 31.425 | 31.425 | 31.425 | 31.425 | 31.425 | 31.4219 | 31.4219 | 31.4219 | 31.4219 | 31.4219 | 31.4187 | 31.4187 | 31.4187 | 31.4187 | 31.4187 | 31.3103
Wood, unspecified, commercial |  |  | 31.6694 | 31.6694 | 31.6694 | 31.6694 | 31.6694 | 31.5105 | 31.5105 | 31.5105 | 31.5105 | 31.5105 | 31.425 | 31.425 | 31.425 | 31.425 | 31.425 | 31.4219 | 31.4219 | 31.4219 | 31.4219 | 31.4219 | 31.4187 | 31.4187 | 31.4187 | 31.4187 | 31.4187 | 31.3103
Note on A30: [Threaded comment] Your version of Excel allows you to read this threaded comment; however, any edits to it will get removed if the file is opened in a newer version of Excel. Learn more: https://go.microsoft.com/fwlink/?linkid=870924 Comment: Presented for reference.

## Lookups
Fuel Info
TRM Name | Emissions Schedule Name | Type | Carbon Intensity Adder (CI') [gCO2e/MJ] | Trans & Dist Losses (TDL)
Oil | Fuel oil #2 | Delivered | 0.2149 | 0%
Propane | Propane | Delivered | 0.32764 | 0%
Natural Gas | Natural gas | Natural Gas | 0 | 1.4%
Electricity | Grid electricity | Electricity | 0 | 4%
Kerosene | Kerosene | Delivered | 0.22206 | 0%
Wood, non-commercial | Wood, unspecified, non-commercial | Delivered | 1.3777 | 0%
Wood, commercial | Wood, unspecified, commercial | Delivered | 1.3777 | 0%
Wood chips | Wood chips | Delivered | 1.9568 | 0%
Wood Pellets | Wood pellets | Delivered | 1.9568 | 0%
Firewood, commercial | Firewood, commercial | Delivered | 0.79856 | 0%
Unknown, non-commercial | Unknown, non-commercial | Unknown | 0 | 0%
Unknown, commercial | Unknown, commercial | Unknown | 0 | 0%
Unknown, industrial | Unknown, industrial | Unknown | 0 | 0%