## Cover Sheet
Vermont PUC
Clean Heat Standard Installed Measure Decarbonization Calculations
Based on VT CHS TRM DRAFT 2024-11-19
November 22, 2024
Sheet Name | Description
Cover Sheet | This tab
Commercial/Industrial Measures
CI_APPL_HPCD | C/I Heat Pump Clothes Dryer
CI_APPL_INCT | C/I Induction Cooktop
CI_ENVE_AIRS | C/I Air Sealing
CI_ENVE_INSU | C/I Building Shell Insulation
CI_DOHW_HPWH | C/I Heat Pump Water Heater
CI_DOHW_LFFA | C/I Low Flow Faucet Aerator
CI_DOHW_LFSH | C/I Low Flow Showerhead
CI_DOHW_SOWH | C/I Solar Water Heater
CI_HVAC_ADVT | C/I Advanced Thermostat
CI_HVAC_AWHC | C/I Advanced Wood Heating - Central Pellet Systems
CI_HVAC_AWHS | C/I Advanced Wood Heating - Pellet and Cordwood Stoves
CI_HVAC_HPDF | C/I Air Source Heat Pump - Full Displacement
CI_HVAC_HPDP | C/I Air Source Heat Pump - Partial Displacement
CI_HVAC_AWHP | C/I Air-to-Water Heat Pump
CI_HVAC_GSHP | C/I Ground Source Heat Pump
CI_HVAC_VRFL | C/I Variable Refrigerant Flow (VRF) Heat Pump Systems
Residential Measures
RE_APPL_HPCD | Residential Heat Pump Clothes Dryer
RE_APPL_INCT | Residential Induction Cooktop
RE_ENVE_AIRS | Residential Air Sealing
RE_ENVE_INSU | Residential Building Shell Insulation
RE_DOHW_HPWH | Residential Heat Pump Water Heater
RE_DOHW_LFFA | Residential Low Flow Faucet Aerator
RE_DOHW_LFSH | Residential Low Flow Showerhead
RE_DOHW_SOWH | Residential Solar Water Heater
RE_HVAC_ADVT | Residential Advanced Thermostat
RE_HVAC_AWHC | Residential Advanced Wood Heating - Central Pellet Systems
RE_HVAC_AWHS | Residential Advanced Wood Heating - Pellet and Cordwood Stoves
RE_HVAC_HPDF | Residential Air Source Heat Pump - Ducted, Full Displacement
RE_HVAC_HPDP | Residential Air Source Heat Pump - Ducted, Partial Displacement
RE_HVAC_HPXF | Residential Air Source Heat Pump - Ductless, Full Displacement
RE_HVAC_HPXP | Residential Air Source Heat Pump - Ductless, Partial Displacement
RE_HVAC_AWHP | Residential Air-to-Water Heat Pump
RE_HVAC_ENRV | Residential ERV/HRV
RE_HVAC_GSHP | Residential Ground Source Heat Pump
References
VT CHS Emissions Schedule | Draft schedule of carbon intensity values by year and fuel
Lookups | Lookup table with carbon intensity adders by fuel

## CI_APPL_HPCD
Characterization: | CI_APPL_HPCD
C/I Heat Pump Clothes Dryers
Assumptions:
▪ ENERGY STAR-certified standard-sized (≥ 4.4 ft3) dryer, heat pump or hybrid heat pump
▪ Central A/C presence is unknown/not collected
▪ Space heating fuel type is unknown/not collected
helper row
[6 empty] | 2025 First Year Savings | [6 empty] | Affected Fuel Adders |  | Mixed Baseline Scenario Adders | [25 empty] | Affected Fuel Lifecycle Carbon Intensity - With Adder (gCO2e/MJ) | [25 empty] | Lifetime CO2e Reductions, Thermal [g] | [25 empty] | Lifetime CO2e Reductions, Total [g]
Space Heating Fuel | ENERGY STAR Most Efficient? | Baseline Dryer Fuel | Lifetime CO2e Reductions, Thermal [g] | Lifetime CO2e Reductions, Total [g] | Lifetime Credits | ΔCO2e | ΔCO2ethermal | ΔCO2edirect | ΔCO2ecool | ΔCO2eheat | CO2ebase dryer | CO2ehp dryer | TDL | CI' | TDLelec | TDLng | CI' prop | CI' oil | CI' wood | ΔEheat [MJ] | ΔEhl [MJ] | Edryer,base [MJ] | Edryer,hp [MJ] | Load [lbs] | ΔEcl [MJ] | Measure Life | Baseline Dryer Fuel Type | CEFbase [lbs/kWh] | CEFhp [lbs/kWh] | Weight [lbs] | Ncycles | %Cool | %Conditioned | HRbase | HRhp | WHHF | WHCF | ηave | ηcool | MJ/kWh | 2025 | 2026 | 2027 | 2028 | 2029 | 2030 | 2031 | 2032 | 2033 | 2034 | 2035 | 2036 | 2037 | 2038 | 2039 | 2040 | 2041 | 2042 | 2043 | 2044 | 2045 | 2046 | 2047 | 2048 | 2049 | 2050 | 2025 | 2026 | 2027 | 2028 | 2029 | 2030 | 2031 | 2032 | 2033 | 2034 | 2035 | 2036 | 2037 | 2038 | 2039 | 2040 | 2041 | 2042 | 2043 | 2044 | 2045 | 2046 | 2047 | 2048 | 2049 | 2050 | 2025 | 2026 | 2027 | 2028 | 2029 | 2030 | 2031 | 2032 | 2033 | 2034 | 2035 | 2036 | 2037 | 2038 | 2039 | 2040 | 2041 | 2042 | 2043 | 2044 | 2045 | 2046 | 2047 | 2048 | 2049 | 2050
Coin-Operated Laundromat | No | Natural Gas | 9759691.5127 | 9696636.872 | 9.7597 | 847742.7027 | 856919.7024 | 629454.0807 | -9176.9997 | 227465.6217 | 1026509.9652 | 397055.8846 | 1.4% | 0 | 4% | 1.4% | 0.32764 | 0.2149 | 1.3777 | 2121.1341 | 3787.497 | 15884.8099 | 10092.3624 | 12531.35 | -867.7305 | 10 | Natural Gas | 2.84 | 4.47 | 8.45 | 1483 | 68% | 73% | 5% | 100% | 0.558 | 0.188 | 1.7856 | 3.72 | 3.6 | 63.7174 | 63.7174 | 63.7174 | 63.7174 | 63.7174 | 63.6511 | 63.6511 | 63.6511 | 63.6511 | 63.6511 | 0 | 0 | 0 | 0 | 0 | 0 | 0 | 0 | 0 | 0 | 0 | 0 | 0 | 0 | 0 | 0 | 856919.7024 | 883594.6148 | 910269.5273 | 936944.4397 | 963619.3522 | 988318.9504 | 1014993.8628 | 1041668.7753 | 1068343.6877 | 1095018.6002 | 0 | 0 | 0 | 0 | 0 | 0 | 0 | 0 | 0 | 0 | 0 | 0 | 0 | 0 | 0 | 0 | 847742.7027 | 875055.7341 | 902368.7656 | 929681.7971 | 956994.8286 | 982332.5458 | 1009645.5773 | 1036958.6088 | 1064271.6403 | 1091584.6718 | 0 | 0 | 0 | 0 | 0 | 0 | 0 | 0 | 0 | 0 | 0 | 0 | 0 | 0 | 0 | 0
|  | Propane | 11210162.4716 | 11147107.831 | 11.2102 | 995196.9589 | 1004373.9586 | 776908.3369 | -9176.9997 | 227465.6217 | 1173964.2215 | 397055.8846 | 0% | 0.32764 | 4% | 1.4% | 0.32764 | 0.2149 | 1.3777 | 2121.1341 | 3787.497 | 15884.8099 | 10092.3624 | 12531.35 | -867.7305 | 10 | Delivered | 2.84 | 4.47 | 8.45 | 1483 | 68% | 73% | 5% | 100% | 0.558 | 0.188 | 1.7856 | 3.72 | 3.6 | 73.9048 | 73.9048 | 73.9048 | 73.9048 | 73.9048 | 73.5345 | 73.5345 | 73.5345 | 73.5345 | 73.5345 | 0 | 0 | 0 | 0 | 0 | 0 | 0 | 0 | 0 | 0 | 0 | 0 | 0 | 0 | 0 | 0 | 1004373.9586 | 1031048.8711 | 1057723.7835 | 1084398.696 | 1111073.6084 | 1130958.8859 | 1157633.7984 | 1184308.7108 | 1210983.6233 | 1237658.5357 | 0 | 0 | 0 | 0 | 0 | 0 | 0 | 0 | 0 | 0 | 0 | 0 | 0 | 0 | 0 | 0 | 995196.9589 | 1022509.9904 | 1049823.0219 | 1077136.0534 | 1104449.0848 | 1124972.4814 | 1152285.5128 | 1179598.5443 | 1206911.5758 | 1234224.6073 | 0 | 0 | 0 | 0 | 0 | 0 | 0 | 0 | 0 | 0 | 0 | 0 | 0 | 0 | 0 | 0
| Yes | Natural Gas | 9899967.6274 | 9867908.1782 | 9.9 | 920257.797 | 924923.7431 | 809271.3111 | -4665.9461 | 115652.432 | 1026509.9652 | 217238.6541 | 1.4% | 0 | 4% | 1.4% | 0.32764 | 0.2149 | 1.3777 | 1078.4676 | 1925.7118 | 15884.8099 | 5521.7699 | 12531.35 | -441.1882 | 10 | Natural Gas | 2.84 | 8.17 | 8.45 | 1483 | 68% | 73% | 5% | 100% | 0.558 | 0.188 | 1.7856 | 3.72 | 3.6 | 63.7174 | 63.7174 | 63.7174 | 63.7174 | 63.7174 | 63.6511 | 63.6511 | 63.6511 | 63.6511 | 63.6511 | 0 | 0 | 0 | 0 | 0 | 0 | 0 | 0 | 0 | 0 | 0 | 0 | 0 | 0 | 0 | 0 | 924923.7431 | 939554.3573 | 954184.9715 | 968815.5857 | 983446.1999 | 996547.3256 | 1011177.9398 | 1025808.554 | 1040439.1682 | 1055069.7823 | 0 | 0 | 0 | 0 | 0 | 0 | 0 | 0 | 0 | 0 | 0 | 0 | 0 | 0 | 0 | 0 | 920257.797 | 935212.8559 | 950167.9148 | 965122.9737 | 980078.0326 | 993503.6031 | 1008458.662 | 1023413.7208 | 1038368.7797 | 1053323.8386 | 0 | 0 | 0 | 0 | 0 | 0 | 0 | 0 | 0 | 0 | 0 | 0 | 0 | 0 | 0 | 0
|  | Propane | 11350438.5863 | 11318379.1371 | 11.3504 | 1067712.0533 | 1072377.9994 | 956725.5674 | -4665.9461 | 115652.432 | 1173964.2215 | 217238.6541 | 0% | 0.32764 | 4% | 1.4% | 0.32764 | 0.2149 | 1.3777 | 1078.4676 | 1925.7118 | 15884.8099 | 5521.7699 | 12531.35 | -441.1882 | 10 | Delivered | 2.84 | 8.17 | 8.45 | 1483 | 68% | 73% | 5% | 100% | 0.558 | 0.188 | 1.7856 | 3.72 | 3.6 | 73.9048 | 73.9048 | 73.9048 | 73.9048 | 73.9048 | 73.5345 | 73.5345 | 73.5345 | 73.5345 | 73.5345 | 0 | 0 | 0 | 0 | 0 | 0 | 0 | 0 | 0 | 0 | 0 | 0 | 0 | 0 | 0 | 0 | 1072377.9994 | 1087008.6136 | 1101639.2277 | 1116269.8419 | 1130900.4561 | 1139187.2612 | 1153817.8753 | 1168448.4895 | 1183079.1037 | 1197709.7179 | 0 | 0 | 0 | 0 | 0 | 0 | 0 | 0 | 0 | 0 | 0 | 0 | 0 | 0 | 0 | 0 | 1067712.0533 | 1082667.1121 | 1097622.171 | 1112577.2299 | 1127532.2888 | 1136143.5386 | 1151098.5975 | 1166053.6564 | 1181008.7153 | 1195963.7742 | 0 | 0 | 0 | 0 | 0 | 0 | 0 | 0 | 0 | 0 | 0 | 0 | 0 | 0 | 0 | 0
Multifamily Common Area | No | Natural Gas | 23737833.6387 | 23584470.1264 | 23.7378 | 2061906.8971 | 2084227.4892 | 1530978.3338 | -22320.592 | 553249.1554 | 2496710.347 | 965732.0133 | 1.4% | 0 | 4% | 1.4% | 0.32764 | 0.2149 | 1.3777 | 5159.0901 | 9212.0712 | 38635.5423 | 24546.9664 | 30479.15 | -2110.5218 | 10 | Natural Gas | 2.84 | 4.47 | 8.45 | 3607 | 68% | 73% | 5% | 100% | 0.558 | 0.188 | 1.7856 | 3.72 | 3.6 | 63.7174 | 63.7174 | 63.7174 | 63.7174 | 63.7174 | 63.6511 | 63.6511 | 63.6511 | 63.6511 | 63.6511 | 0 | 0 | 0 | 0 | 0 | 0 | 0 | 0 | 0 | 0 | 0 | 0 | 0 | 0 | 0 | 0 | 2084227.4892 | 2149107.0638 | 2213986.6385 | 2278866.2131 | 2343745.7878 | 2403820.9399 | 2468700.5146 | 2533580.0893 | 2598459.6639 | 2663339.2386 | 0 | 0 | 0 | 0 | 0 | 0 | 0 | 0 | 0 | 0 | 0 | 0 | 0 | 0 | 0 | 0 | 2061906.8971 | 2128338.5253 | 2194770.1535 | 2261201.7816 | 2327633.4098 | 2389260.6155 | 2455692.2436 | 2522123.8718 | 2588555.5 | 2654987.1281 | 0 | 0 | 0 | 0 | 0 | 0 | 0 | 0 | 0 | 0 | 0 | 0 | 0 | 0 | 0 | 0
|  | Propane | 27265715.4654 | 27112351.953 | 27.2657 | 2420549.8522 | 2442870.4442 | 1889621.2888 | -22320.592 | 553249.1554 | 2855353.302 | 965732.0133 | 0% | 0.32764 | 4% | 1.4% | 0.32764 | 0.2149 | 1.3777 | 5159.0901 | 9212.0712 | 38635.5423 | 24546.9664 | 30479.15 | -2110.5218 | 10 | Delivered | 2.84 | 4.47 | 8.45 | 3607 | 68% | 73% | 5% | 100% | 0.558 | 0.188 | 1.7856 | 3.72 | 3.6 | 73.9048 | 73.9048 | 73.9048 | 73.9048 | 73.9048 | 73.5345 | 73.5345 | 73.5345 | 73.5345 | 73.5345 | 0 | 0 | 0 | 0 | 0 | 0 | 0 | 0 | 0 | 0 | 0 | 0 | 0 | 0 | 0 | 0 | 2442870.4442 | 2507750.0188 | 2572629.5935 | 2637509.1681 | 2702388.7428 | 2750754.3503 | 2815633.9249 | 2880513.4996 | 2945393.0742 | 3010272.6489 | 0 | 0 | 0 | 0 | 0 | 0 | 0 | 0 | 0 | 0 | 0 | 0 | 0 | 0 | 0 | 0 | 2420549.8522 | 2486981.4803 | 2553413.1085 | 2619844.7367 | 2686276.3648 | 2736194.0258 | 2802625.6539 | 2869057.2821 | 2935488.9103 | 3001920.5384 | 0 | 0 | 0 | 0 | 0 | 0 | 0 | 0 | 0 | 0 | 0 | 0 | 0 | 0 | 0 | 0
| Yes | Natural Gas | 24079017.6885 | 24001041.6715 | 24.079 | 2238280.4274 | 2249629.0907 | 1968335.5491 | -11348.6633 | 281293.5416 | 2496710.347 | 528374.798 | 1.4% | 0 | 4% | 1.4% | 0.32764 | 0.2149 | 1.3777 | 2623.0835 | 4683.7778 | 38635.5423 | 13430.2252 | 30479.15 | -1073.072 | 10 | Natural Gas | 2.84 | 8.17 | 8.45 | 3607 | 68% | 73% | 5% | 100% | 0.558 | 0.188 | 1.7856 | 3.72 | 3.6 | 63.7174 | 63.7174 | 63.7174 | 63.7174 | 63.7174 | 63.6511 | 63.6511 | 63.6511 | 63.6511 | 63.6511 | 0 | 0 | 0 | 0 | 0 | 0 | 0 | 0 | 0 | 0 | 0 | 0 | 0 | 0 | 0 | 0 | 2249629.0907 | 2285214.1381 | 2320799.1856 | 2356384.233 | 2391969.2804 | 2423834.2573 | 2459419.3047 | 2495004.3521 | 2530589.3996 | 2566174.447 | 0 | 0 | 0 | 0 | 0 | 0 | 0 | 0 | 0 | 0 | 0 | 0 | 0 | 0 | 0 | 0 | 2238280.4274 | 2274654.5996 | 2311028.7719 | 2347402.9441 | 2383777.1163 | 2416431.218 | 2452805.3902 | 2489179.5624 | 2525553.7347 | 2561927.9069 | 0 | 0 | 0 | 0 | 0 | 0 | 0 | 0 | 0 | 0 | 0 | 0 | 0 | 0 | 0 | 0
|  | Propane | 27606899.5151 | 27528923.4981 | 27.6069 | 2596923.3824 | 2608272.0457 | 2326978.5041 | -11348.6633 | 281293.5416 | 2855353.302 | 528374.798 | 0% | 0.32764 | 4% | 1.4% | 0.32764 | 0.2149 | 1.3777 | 2623.0835 | 4683.7778 | 38635.5423 | 13430.2252 | 30479.15 | -1073.072 | 10 | Delivered | 2.84 | 8.17 | 8.45 | 3607 | 68% | 73% | 5% | 100% | 0.558 | 0.188 | 1.7856 | 3.72 | 3.6 | 73.9048 | 73.9048 | 73.9048 | 73.9048 | 73.9048 | 73.5345 | 73.5345 | 73.5345 | 73.5345 | 73.5345 | 0 | 0 | 0 | 0 | 0 | 0 | 0 | 0 | 0 | 0 | 0 | 0 | 0 | 0 | 0 | 0 | 2608272.0457 | 2643857.0931 | 2679442.1406 | 2715027.188 | 2750612.2354 | 2770767.6676 | 2806352.715 | 2841937.7625 | 2877522.8099 | 2913107.8573 | 0 | 0 | 0 | 0 | 0 | 0 | 0 | 0 | 0 | 0 | 0 | 0 | 0 | 0 | 0 | 0 | 2596923.3824 | 2633297.5546 | 2669671.7269 | 2706045.8991 | 2742420.0713 | 2763364.6283 | 2799738.8005 | 2836112.9728 | 2872487.145 | 2908861.3172 | 0 | 0 | 0 | 0 | 0 | 0 | 0 | 0 | 0 | 0 | 0 | 0 | 0 | 0 | 0 | 0
On-Premise Laundromat | No | Natural Gas | 7068043.6174 | 7022378.9619 | 7.068 | 613941.782 | 620587.8357 | 455855.4839 | -6646.0537 | 164732.3518 | 743406.4077 | 287550.9238 | 1.4% | 0 | 4% | 1.4% | 0.32764 | 0.2149 | 1.3777 | 1536.1416 | 2742.9344 | 11503.9014 | 7308.9664 | 9075.3 | -628.4171 | 10 | Natural Gas | 2.84 | 4.47 | 8.45 | 1074 | 68% | 73% | 5% | 100% | 0.558 | 0.188 | 1.7856 | 3.72 | 3.6 | 63.7174 | 63.7174 | 63.7174 | 63.7174 | 63.7174 | 63.6511 | 63.6511 | 63.6511 | 63.6511 | 63.6511 | 0 | 0 | 0 | 0 | 0 | 0 | 0 | 0 | 0 | 0 | 0 | 0 | 0 | 0 | 0 | 0 | 620587.8357 | 639906.0124 | 659224.189 | 678542.3657 | 697860.5423 | 715748.1812 | 735066.3578 | 754384.5345 | 773702.7111 | 793020.8878 | 0 | 0 | 0 | 0 | 0 | 0 | 0 | 0 | 0 | 0 | 0 | 0 | 0 | 0 | 0 | 0 | 613941.782 | 633722.0893 | 653502.3967 | 673282.704 | 693063.0114 | 711412.781 | 731193.0883 | 750973.3957 | 770753.7031 | 790534.0104 | 0 | 0 | 0 | 0 | 0 | 0 | 0 | 0 | 0 | 0 | 0 | 0 | 0 | 0 | 0 | 0
|  | Propane | 8118485.8358 | 8072821.1803 | 8.1185 | 720729.2878 | 727375.3416 | 562642.9898 | -6646.0537 | 164732.3518 | 850193.9136 | 287550.9238 | 0% | 0.32764 | 4% | 1.4% | 0.32764 | 0.2149 | 1.3777 | 1536.1416 | 2742.9344 | 11503.9014 | 7308.9664 | 9075.3 | -628.4171 | 10 | Delivered | 2.84 | 4.47 | 8.45 | 1074 | 68% | 73% | 5% | 100% | 0.558 | 0.188 | 1.7856 | 3.72 | 3.6 | 73.9048 | 73.9048 | 73.9048 | 73.9048 | 73.9048 | 73.5345 | 73.5345 | 73.5345 | 73.5345 | 73.5345 | 0 | 0 | 0 | 0 | 0 | 0 | 0 | 0 | 0 | 0 | 0 | 0 | 0 | 0 | 0 | 0 | 727375.3416 | 746693.5182 | 766011.6949 | 785329.8715 | 804648.0482 | 819049.119 | 838367.2956 | 857685.4723 | 877003.6489 | 896321.8256 | 0 | 0 | 0 | 0 | 0 | 0 | 0 | 0 | 0 | 0 | 0 | 0 | 0 | 0 | 0 | 0 | 720729.2878 | 740509.5952 | 760289.9026 | 780070.2099 | 799850.5173 | 814713.7188 | 834494.0262 | 854274.3335 | 874054.6409 | 893834.9482 | 0 | 0 | 0 | 0 | 0 | 0 | 0 | 0 | 0 | 0 | 0 | 0 | 0 | 0 | 0 | 0
| Yes | Natural Gas | 7169632.658 | 7146414.9585 | 7.1696 | 666457.7707 | 669836.8848 | 586080.5045 | -3379.114 | 83756.3803 | 743406.4077 | 157325.9032 | 1.4% | 0 | 4% | 1.4% | 0.32764 | 0.2149 | 1.3777 | 781.0346 | 1394.6153 | 11503.9014 | 3998.9082 | 9075.3 | -319.5119 | 10 | Natural Gas | 2.84 | 8.17 | 8.45 | 1074 | 68% | 73% | 5% | 100% | 0.558 | 0.188 | 1.7856 | 3.72 | 3.6 | 63.7174 | 63.7174 | 63.7174 | 63.7174 | 63.7174 | 63.6511 | 63.6511 | 63.6511 | 63.6511 | 63.6511 | 0 | 0 | 0 | 0 | 0 | 0 | 0 | 0 | 0 | 0 | 0 | 0 | 0 | 0 | 0 | 0 | 669836.8848 | 680432.488 | 691028.0913 | 701623.6945 | 712219.2978 | 721707.2338 | 732302.8371 | 742898.4403 | 753494.0436 | 764089.6468 | 0 | 0 | 0 | 0 | 0 | 0 | 0 | 0 | 0 | 0 | 0 | 0 | 0 | 0 | 0 | 0 | 666457.7707 | 677288.3393 | 688118.908 | 698949.4766 | 709780.0452 | 719502.9465 | 730333.5151 | 741164.0837 | 751994.6524 | 762825.221 | 0 | 0 | 0 | 0 | 0 | 0 | 0 | 0 | 0 | 0 | 0 | 0 | 0 | 0 | 0 | 0
|  | Propane | 8220074.8764 | 8196857.1769 | 8.2201 | 773245.2766 | 776624.3906 | 692868.0104 | -3379.114 | 83756.3803 | 850193.9136 | 157325.9032 | 0% | 0.32764 | 4% | 1.4% | 0.32764 | 0.2149 | 1.3777 | 781.0346 | 1394.6153 | 11503.9014 | 3998.9082 | 9075.3 | -319.5119 | 10 | Delivered | 2.84 | 8.17 | 8.45 | 1074 | 68% | 73% | 5% | 100% | 0.558 | 0.188 | 1.7856 | 3.72 | 3.6 | 73.9048 | 73.9048 | 73.9048 | 73.9048 | 73.9048 | 73.5345 | 73.5345 | 73.5345 | 73.5345 | 73.5345 | 0 | 0 | 0 | 0 | 0 | 0 | 0 | 0 | 0 | 0 | 0 | 0 | 0 | 0 | 0 | 0 | 776624.3906 | 787219.9939 | 797815.5972 | 808411.2004 | 819006.8037 | 825008.1716 | 835603.7749 | 846199.3781 | 856794.9814 | 867390.5846 | 0 | 0 | 0 | 0 | 0 | 0 | 0 | 0 | 0 | 0 | 0 | 0 | 0 | 0 | 0 | 0 | 773245.2766 | 784075.8452 | 794906.4138 | 805736.9824 | 816567.551 | 822803.8843 | 833634.4529 | 844465.0216 | 855295.5902 | 866126.1588 | 0 | 0 | 0 | 0 | 0 | 0 | 0 | 0 | 0 | 0 | 0 | 0 | 0 | 0 | 0 | 0
Table 4. Heat Pump Clothes Dryer CEF by Type (CEFhp)
[26 empty] | Technology | Size | CEF [lbs/kWh]
[28 empty] | ENERGY STAR | ENERGY STAR Most Efficient
[26 empty] | Heat Pump | Standard | 4.3 | 9.13
[26 empty] | Heat Pump | Compact | 3.36 | 6.25
[26 empty] | Hybrid Heat Pump | Standard or Compact | 4.5 | 6.03
[26 empty] | Unknown (full or hybrid) | Standard | 4.47 | 8.17
[26 empty] | Unknown (full or hybrid) | Compact | 3.36 | 6.25
Table 5. Average Load Weight by Dryer Size
[26 empty] | Dryer Size | Average Weight [lbs]
[26 empty] | Standard (≥ 4.4 ft3) | 8.45
[26 empty] | Compact (< 4.4 ft3) | 3
Table 6. Assumed Number of Dryer Cycles Per Year
[26 empty] | Setting | Ncycles
[26 empty] | Coin-Operated Laundromat | 1483
[26 empty] | Multifamily Common Area | 3607
[26 empty] | On-Premise Laundromat | 1074
[26 empty] | Other | Use actual
Table 7. Vermont Primary Heating Fuel Mix and Average Heating Efficiency, C/I Buildings
[26 empty] | Heating Fuel | Fuel % | Average Heating Efficiency (ηheat)
[26 empty] | Oil | 15% | 0.81
[26 empty] | Propane (LP) | 29% | 0.88
[26 empty] | Natural Gas (NG) | 22% | 0.88
[26 empty] | Electricity | 33% | 3.66
[26 empty] | Wood | 1% | 0.75
Table 8. Percentage of C/I Customers with Cooling
[26 empty] | Dryer Type | %HR
[26 empty] | Yes | 100%
[26 empty] | No | 0%
[26 empty] | Unknown | 68%
Table 9. Portion of Dryer Heat Energy Remaining in Space
[26 empty] | Dryer Type | %HR
[26 empty] | Vented | 5%
[26 empty] | Ventless | 100%

## CI_APPL_INCT
Characterization: | CI_APPL_INCT
C/I Induction Cooktops
Assumptions:
▪ 143 lbs of food cooked per day
▪ Days of operation per year = 326
helper row
|  |  |  | 2025 First Year Savings |  |  |  | Affected Fuel Adders |  | Mixed Baseline Scenario Adders | [14 empty] | Lifecycle Carbon Intensity - With Adder (gCO2e/MJ) | [25 empty] | Lifetime CO2e Reductions, Thermal [g] | [25 empty] | Lifetime CO2e Reductions, Total [g]
Existing Cooktop Fuel | Lifetime CO2e Reductions, Thermal [g] | Lifetime CO2e Reductions, Total [g] | Lifetime Credits | ΔCO2e | ΔCO2edirect | ΔCO2ebase | ΔCO2einduction | CI' | TDL | TDLelec | TDLng | CI' prop | CI' oil | CI' wood | Ebase [MJ] | ΔEinduction [MJ] | ΔEload [MJ] | Measure Life | Baseline Dryer Fuel Type | ηbase | ηinduction | Food [lbs/day] | Eabs | Days | 2025 | 2026 | 2027 | 2028 | 2029 | 2030 | 2031 | 2032 | 2033 | 2034 | 2035 | 2036 | 2037 | 2038 | 2039 | 2040 | 2041 | 2042 | 2043 | 2044 | 2045 | 2046 | 2047 | 2048 | 2049 | 2050 | 2025 | 2026 | 2027 | 2028 | 2029 | 2030 | 2031 | 2032 | 2033 | 2034 | 2035 | 2036 | 2037 | 2038 | 2039 | 2040 | 2041 | 2042 | 2043 | 2044 | 2045 | 2046 | 2047 | 2048 | 2049 | 2050 | 2025 | 2026 | 2027 | 2028 | 2029 | 2030 | 2031 | 2032 | 2033 | 2034 | 2035 | 2036 | 2037 | 2038 | 2039 | 2040 | 2041 | 2042 | 2043 | 2044 | 2045 | 2046 | 2047 | 2048 | 2049 | 2050
Natural Gas | 14882249602.9493 | 14882249602.9493 | 14882.2496 | 868016841.2969 | 868016841.2969 | 1151858739.8452 | 283841898.5483 | 0 | 1.4% | 4% | 1.4% | 0.32764 | 0.2149 | 1.3777 | 17824529.4118 | 7214690.4762 | 6060340 | 15 | Natural Gas | 0.34 | 0.84 | 143 | 130 | 326 | 63.7174 | 63.7174 | 63.7174 | 63.7174 | 63.7174 | 63.6511 | 63.6511 | 63.6511 | 63.6511 | 63.6511 | 63.6399 | 63.6399 | 63.6399 | 63.6399 | 63.6399 | 0 | 0 | 0 | 0 | 0 | 0 | 0 | 0 | 0 | 0 | 0 | 868016841.2969 | 887753675.0622 | 907490508.8276 | 927227342.593 | 946964176.3583 | 965502197.0408 | 985239030.8061 | 1004975864.5715 | 1024712698.3369 | 1044449532.1022 | 1063983547.1907 | 1063983547.1907 | 1063983547.1907 | 1063983547.1907 | 1063983547.1907 | 0 | 0 | 0 | 0 | 0 | 0 | 0 | 0 | 0 | 0 | 0 | 868016841.2969 | 887753675.0622 | 907490508.8276 | 927227342.593 | 946964176.3583 | 965502197.0408 | 985239030.8061 | 1004975864.5715 | 1024712698.3369 | 1044449532.1022 | 1063983547.1907 | 1063983547.1907 | 1063983547.1907 | 1063983547.1907 | 1063983547.1907 | 0 | 0 | 0 | 0 | 0 | 0 | 0 | 0 | 0 | 0 | 0
Propane | 17305400329.8583 | 17305400329.8583 | 17305.4003 | 1033476972.7438 | 1033476972.7438 | 1317318871.2922 | 283841898.5483 | 0.32764 | 0% | 4% | 1.4% | 0.32764 | 0.2149 | 1.3777 | 17824529.4118 | 7214690.4762 | 6060340 | 15 | Delivered | 0.34 | 0.84 | 143 | 130 | 326 | 73.9048 | 73.9048 | 73.9048 | 73.9048 | 73.9048 | 73.5345 | 73.5345 | 73.5345 | 73.5345 | 73.5345 | 73.4701 | 73.4701 | 73.4701 | 73.4701 | 73.4701 | 0 | 0 | 0 | 0 | 0 | 0 | 0 | 0 | 0 | 0 | 0 | 1033476972.7438 | 1053213806.5092 | 1072950640.2746 | 1092687474.0399 | 1112424307.8053 | 1125560123.3814 | 1145296957.1468 | 1165033790.9122 | 1184770624.6775 | 1204507458.4429 | 1223095634.7849 | 1223095634.7849 | 1223095634.7849 | 1223095634.7849 | 1223095634.7849 | 0 | 0 | 0 | 0 | 0 | 0 | 0 | 0 | 0 | 0 | 0 | 1033476972.7438 | 1053213806.5092 | 1072950640.2746 | 1092687474.0399 | 1112424307.8053 | 1125560123.3814 | 1145296957.1468 | 1165033790.9122 | 1184770624.6775 | 1204507458.4429 | 1223095634.7849 | 1223095634.7849 | 1223095634.7849 | 1223095634.7849 | 1223095634.7849 | 0 | 0 | 0 | 0 | 0 | 0 | 0 | 0 | 0 | 0 | 0
Unknown, commercial | 6527637684.8835 | 6527637684.8835 | 6527.6377 | 391051082.638 | 391051082.638 | 674892981.1863 | 283841898.5483 | 0 | 0% | 4% | 1.4% | 0.32764 | 0.2149 | 1.3777 | blended | 7214690.4762 | 6060340 | 15 | Unknown | blended | 0.84 | 143 | 130 | 326 | blended | blended | blended | blended | blended | blended | blended | blended | blended | blended | blended | blended | blended | blended | blended | blended | blended | blended | blended | blended | blended | blended | blended | blended | blended | blended | 391051082.638 | 398121605.9661 | 405192129.2942 | 412262652.6223 | 419333175.9504 | 425498628.84 | 432569152.1681 | 439639675.4962 | 446710198.8243 | 453780722.1524 | 460695732.1863 | 460695732.1863 | 460695732.1863 | 460695732.1863 | 460695732.1863 | 0 | 0 | 0 | 0 | 0 | 0 | 0 | 0 | 0 | 0 | 0 | 391051082.638 | 398121605.9661 | 405192129.2942 | 412262652.6223 | 419333175.9504 | 425498628.84 | 432569152.1681 | 439639675.4962 | 446710198.8243 | 453780722.1524 | 460695732.1863 | 460695732.1863 | 460695732.1863 | 460695732.1863 | 460695732.1863 | 0 | 0 | 0 | 0 | 0 | 0 | 0 | 0 | 0 | 0 | 0
Table 11. Assumed Cooktop Fuel Mix in Vermont Non-Residential Buildings and Baseline Cooktop Efficiency
[18 empty] | Cooktop Fuel | %Fuelcook | ηbase,fuel
[18 empty] | Propane (LP) | 7.5% | 34%
[18 empty] | Natural Gas (NG) | 34.2% | 34%
[18 empty] | Electric | 57.3% | 75%

## CI_ENVE_AIRS
Characterization: | CI_ENVE_AIRS
C/I Air Sealing
Assumptions:
▪ Central A/C presence is unknown/not collected
▪ Heating efficiencies per Table 13
helper row
CFM50 Reduction | [5 empty] | 2025 First Year Savings |  |  |  | Affected Fuel Adders |  | Mixed Baseline Scenario Adders | [23 empty] | Affected Fuel Lifecycle Carbon Intensity - With Adder (gCO2e/MJ) | [25 empty] | Lifetime CO2e Reductions, Thermal [g] | [25 empty] | Lifetime CO2e Reductions, Total [g]
Range | Assumed Value | Heating Fuel | Lifetime CO2e Reductions, Thermal [g] | Lifetime CO2e Reductions, Total [g] | Lifetime Credits | ΔCO2e | ΔCO2eheat | ΔCO2ecool | ΔCO2efan | TDL | CI' | TDLelec | TDLng | CI' prop | CI' oil | CI' wood | ΔEheat [MJ] | ΔEcool [MJ] | ΔEfan [MJ] | ΔEhl [MJ] | ΔEcl [MJ] | Measure Life | Fe | %Fossil | %Cool | ΔCFM | N | HDH [°F hr] | CDH [°F hr] | Adjheat | Adjcool | ηheat | ηcool | Specific Heat of Air | MJ/BTU | 2025 | 2026 | 2027 | 2028 | 2029 | 2030 | 2031 | 2032 | 2033 | 2034 | 2035 | 2036 | 2037 | 2038 | 2039 | 2040 | 2041 | 2042 | 2043 | 2044 | 2045 | 2046 | 2047 | 2048 | 2049 | 2050 | 2025 | 2026 | 2027 | 2028 | 2029 | 2030 | 2031 | 2032 | 2033 | 2034 | 2035 | 2036 | 2037 | 2038 | 2039 | 2040 | 2041 | 2042 | 2043 | 2044 | 2045 | 2046 | 2047 | 2048 | 2049 | 2050 | 2025 | 2026 | 2027 | 2028 | 2029 | 2030 | 2031 | 2032 | 2033 | 2034 | 2035 | 2036 | 2037 | 2038 | 2039 | 2040 | 2041 | 2042 | 2043 | 2044 | 2045 | 2046 | 2047 | 2048 | 2049 | 2050
>0 and <800 | 400 | Oil | 3433379.4977 | 3460079.1218 | 3.4334 | 175295.2989 | 172603.1214 | 1010.3508 | 1681.8268 | 0% | 0.2149 | 4% | 1.4% | 0.32764 | 0.2149 | 1.3777 | 2062.7608 | 25.6811 | 42.7487 | 1670.8363 | 90.3974 | 20 | 3.14% | 66% | 68% | 400 | 17.1 | 113443 | 6619 | 0.55 | 0.75 | 0.81 | 3.52 | 1.08 | 0.00106 | 83.6758 | 83.6758 | 83.6758 | 83.6758 | 83.6758 | 83.1407 | 83.1407 | 83.1407 | 83.1407 | 83.1407 | 83.0516 | 83.0516 | 83.0516 | 83.0516 | 83.0516 | 83.0236 | 83.0236 | 83.0236 | 83.0236 | 83.0236 | 0 | 0 | 0 | 0 | 0 | 0 | 172603.1214 | 172603.1214 | 172603.1214 | 172603.1214 | 172603.1214 | 171499.3396 | 171499.3396 | 171499.3396 | 171499.3396 | 171499.3396 | 171315.5423 | 171315.5423 | 171315.5423 | 171315.5423 | 171315.5423 | 171257.8962 | 171257.8962 | 171257.8962 | 171257.8962 | 171257.8962 | 0 | 0 | 0 | 0 | 0 | 0 | 175295.2989 | 175108.0994 | 174920.8999 | 174733.7004 | 174546.5009 | 173255.5197 | 173068.3202 | 172881.1207 | 172693.9212 | 172506.7217 | 172135.7249 | 172135.7249 | 172135.7249 | 172135.7249 | 172135.7249 | 172078.0788 | 172078.0788 | 172078.0788 | 172078.0788 | 172078.0788 | 0 | 0 | 0 | 0 | 0 | 0
| 400 | Propane | 2794474.9885 | 2819847.8352 | 2.7945 | 142879.8455 | 140321.4496 | 1010.3508 | 1548.0451 | 0% | 0.32764 | 4% | 1.4% | 0.32764 | 0.2149 | 1.3777 | 1898.6776 | 25.6811 | 39.3482 | 1670.8363 | 90.3974 | 20 | 3.14% | 66% | 68% | 400 | 17.1 | 113443 | 6619 | 0.55 | 0.75 | 0.88 | 3.52 | 1.08 | 0.00106 | 73.9048 | 73.9048 | 73.9048 | 73.9048 | 73.9048 | 73.5345 | 73.5345 | 73.5345 | 73.5345 | 73.5345 | 73.4701 | 73.4701 | 73.4701 | 73.4701 | 73.4701 | 73.4507 | 73.4507 | 73.4507 | 73.4507 | 73.4507 | 0 | 0 | 0 | 0 | 0 | 0 | 140321.4496 | 140321.4496 | 140321.4496 | 140321.4496 | 140321.4496 | 139618.3059 | 139618.3059 | 139618.3059 | 139618.3059 | 139618.3059 | 139495.9504 | 139495.9504 | 139495.9504 | 139495.9504 | 139495.9504 | 139459.2919 | 139459.2919 | 139459.2919 | 139459.2919 | 139459.2919 | 0 | 0 | 0 | 0 | 0 | 0 | 142879.8455 | 142701.9484 | 142524.0514 | 142346.1544 | 142168.2573 | 141287.2166 | 141109.3195 | 140931.4225 | 140753.5255 | 140575.6284 | 140275.3758 | 140275.3758 | 140275.3758 | 140275.3758 | 140275.3758 | 140238.7173 | 140238.7173 | 140238.7173 | 140238.7173 | 140238.7173 | 0 | 0 | 0 | 0 | 0 | 0
| 400 | Natural Gas | 2451764.9558 | 2477137.8024 | 2.4518 | 125254.9515 | 122696.5556 | 1010.3508 | 1548.0451 | 1.4% | 0 | 4% | 1.4% | 0.32764 | 0.2149 | 1.3777 | 1898.6776 | 25.6811 | 39.3482 | 1670.8363 | 90.3974 | 20 | 3.14% | 66% | 68% | 400 | 17.1 | 113443 | 6619 | 0.55 | 0.75 | 0.88 | 3.52 | 1.08 | 0.00106 | 63.7174 | 63.7174 | 63.7174 | 63.7174 | 63.7174 | 63.6511 | 63.6511 | 63.6511 | 63.6511 | 63.6511 | 63.6399 | 63.6399 | 63.6399 | 63.6399 | 63.6399 | 63.6363 | 63.6363 | 63.6363 | 63.6363 | 63.6363 | 0 | 0 | 0 | 0 | 0 | 0 | 122696.5556 | 122696.5556 | 122696.5556 | 122696.5556 | 122696.5556 | 122568.8574 | 122568.8574 | 122568.8574 | 122568.8574 | 122568.8574 | 122547.2531 | 122547.2531 | 122547.2531 | 122547.2531 | 122547.2531 | 122540.3251 | 122540.3251 | 122540.3251 | 122540.3251 | 122540.3251 | 0 | 0 | 0 | 0 | 0 | 0 | 125254.9515 | 125077.0544 | 124899.1574 | 124721.2603 | 124543.3633 | 124237.7681 | 124059.8711 | 123881.974 | 123704.077 | 123526.1799 | 123326.6785 | 123326.6785 | 123326.6785 | 123326.6785 | 123326.6785 | 123319.7506 | 123319.7506 | 123319.7506 | 123319.7506 | 123319.7506 | 0 | 0 | 0 | 0 | 0 | 0
| 400 | Electricity | 178120.1503 | 191831.6488 | 0.17812 | 19342.7765 | 17960.2182 | 1010.3508 | 372.2076 | 4% | 0 | 4% | 1.4% | 0.32764 | 0.2149 | 1.3777 | 456.5126 | 25.6811 | 9.4608 | 1670.8363 | 90.3974 | 20 | 3.14% | 66% | 68% | 400 | 17.1 | 113443 | 6619 | 0.55 | 0.75 | 3.66 | 3.52 | 1.08 | 0.00106 | 37.7685 | 35.1423 | 32.5161 | 29.8899 | 27.2636 | 24.6374 | 22.0112 | 19.385 | 16.7588 | 14.1326 | 11.5063 | 11.5063 | 11.5063 | 11.5063 | 11.5063 | 11.5063 | 11.5063 | 11.5063 | 11.5063 | 11.5063 | 0 | 0 | 0 | 0 | 0 | 0 | 17960.2182 | 16711.3615 | 15462.5049 | 14213.6482 | 12964.7916 | 11715.935 | 10467.0783 | 9218.2217 | 7969.365 | 6720.5084 | 5471.6517 | 5471.6517 | 5471.6517 | 5471.6517 | 5471.6517 | 5471.6517 | 5471.6517 | 5471.6517 | 5471.6517 | 5471.6517 | 0 | 0 | 0 | 0 | 0 | 0 | 19342.7765 | 17997.7843 | 16652.792 | 15307.7997 | 13962.8074 | 12617.8151 | 11272.8228 | 9927.8305 | 8582.8382 | 7237.8459 | 5892.8536 | 5892.8536 | 5892.8536 | 5892.8536 | 5892.8536 | 5892.8536 | 5892.8536 | 5892.8536 | 5892.8536 | 5892.8536 | 0 | 0 | 0 | 0 | 0 | 0
| 400 | Wood, commercial | 1677614.3885 | 1705648.3716 | 1.6776 | 86984.091 | 84157.3673 | 1010.3508 | 1816.3729 | 0% | 1.3777 | 4% | 1.4% | 0.32764 | 0.2149 | 1.3777 | 2227.7817 | 25.6811 | 46.1685 | 1670.8363 | 90.3974 | 20 | 3.14% | 66% | 68% | 400 | 17.1 | 113443 | 6619 | 0.55 | 0.75 | 0.75 | 3.52 | 1.08 | 0.00106 | 37.7763 | 37.7763 | 37.7763 | 37.7763 | 37.7763 | 37.6628 | 37.6628 | 37.6628 | 37.6628 | 37.6628 | 37.585 | 37.585 | 37.585 | 37.585 | 37.585 | 37.5844 | 37.5844 | 37.5844 | 37.5844 | 37.5844 | 0 | 0 | 0 | 0 | 0 | 0 | 84157.3673 | 84157.3673 | 84157.3673 | 84157.3673 | 84157.3673 | 83904.5248 | 83904.5248 | 83904.5248 | 83904.5248 | 83904.5248 | 83731.2162 | 83731.2162 | 83731.2162 | 83731.2162 | 83731.2162 | 83729.7694 | 83729.7694 | 83729.7694 | 83729.7694 | 83729.7694 | 0 | 0 | 0 | 0 | 0 | 0 | 86984.091 | 86787.5359 | 86590.9808 | 86394.4256 | 86197.8705 | 85748.4729 | 85551.9178 | 85355.3627 | 85158.8076 | 84962.2525 | 84592.3888 | 84592.3888 | 84592.3888 | 84592.3888 | 84592.3888 | 84590.942 | 84590.942 | 84590.942 | 84590.942 | 84590.942 | 0 | 0 | 0 | 0 | 0 | 0
| 400 | Unknown, commercial | 1940348.7551 | 1962098.9848 | 1.9403 | 102538.4965 | 100345.3765 | 1010.3508 | 1182.7692 | 0% | 0 | 4% | 1.4% | 0.32764 | 0.2149 | 1.3777 | blended | 25.6811 | 30.0636 | 1670.8363 | 90.3974 | 20 | 3.14% | 66% | 68% | 400 | 17.1 | 113443 | 6619 | 0.55 | 0.75 | blended | 3.52 | 1.08 | 0.00106 | blended | blended | blended | blended | blended | blended | blended | blended | blended | blended | blended | blended | blended | blended | blended | blended | blended | blended | blended | blended | 0 | 0 | 0 | 0 | 0 | 0 | 100345.3765 | 99933.2538 | 99521.1311 | 99109.0084 | 98696.8857 | 97884.6621 | 97472.5394 | 97060.4167 | 96648.294 | 96236.1713 | 95754.5099 | 95754.5099 | 95754.5099 | 95754.5099 | 95754.5099 | 95733.6934 | 95733.6934 | 95733.6934 | 95733.6934 | 95733.6934 | 0 | 0 | 0 | 0 | 0 | 0 | 102538.4965 | 101973.8761 | 101409.2557 | 100844.6353 | 100280.0148 | 99315.2935 | 98750.673 | 98186.0526 | 97621.4322 | 97056.8118 | 96422.6526 | 96422.6526 | 96422.6526 | 96422.6526 | 96422.6526 | 96401.8361 | 96401.8361 | 96401.8361 | 96401.8361 | 96401.8361 | 0 | 0 | 0 | 0 | 0 | 0
800 to <1600 | 1200 | Oil | 10300138.4931 | 10380237.3653 | 10.3001 | 525885.8968 | 517809.3641 | 3031.0524 | 5045.4803 | 0% | 0.2149 | 4% | 1.4% | 0.32764 | 0.2149 | 1.3777 | 6188.2825 | 77.0433 | 128.246 | 5012.5088 | 271.1923 | 20 | 3.14% | 66% | 68% | 1200 | 17.1 | 113443 | 6619 | 0.55 | 0.75 | 0.81 | 3.52 | 1.08 | 0.00106 | 83.6758 | 83.6758 | 83.6758 | 83.6758 | 83.6758 | 83.1407 | 83.1407 | 83.1407 | 83.1407 | 83.1407 | 83.0516 | 83.0516 | 83.0516 | 83.0516 | 83.0516 | 83.0236 | 83.0236 | 83.0236 | 83.0236 | 83.0236 | 0 | 0 | 0 | 0 | 0 | 0 | 517809.3641 | 517809.3641 | 517809.3641 | 517809.3641 | 517809.3641 | 514498.0189 | 514498.0189 | 514498.0189 | 514498.0189 | 514498.0189 | 513946.627 | 513946.627 | 513946.627 | 513946.627 | 513946.627 | 513773.6886 | 513773.6886 | 513773.6886 | 513773.6886 | 513773.6886 | 0 | 0 | 0 | 0 | 0 | 0 | 525885.8968 | 525324.2983 | 524762.6998 | 524201.1013 | 523639.5028 | 519766.5591 | 519204.9606 | 518643.3621 | 518081.7637 | 517520.1652 | 516407.1747 | 516407.1747 | 516407.1747 | 516407.1747 | 516407.1747 | 516234.2364 | 516234.2364 | 516234.2364 | 516234.2364 | 516234.2364 | 0 | 0 | 0 | 0 | 0 | 0
| 1200 | Propane | 8383424.9655 | 8459543.5055 | 8.3834 | 428639.5364 | 420964.3488 | 3031.0524 | 4644.1353 | 0% | 0.32764 | 4% | 1.4% | 0.32764 | 0.2149 | 1.3777 | 5696.0327 | 77.0433 | 118.0446 | 5012.5088 | 271.1923 | 20 | 3.14% | 66% | 68% | 1200 | 17.1 | 113443 | 6619 | 0.55 | 0.75 | 0.88 | 3.52 | 1.08 | 0.00106 | 73.9048 | 73.9048 | 73.9048 | 73.9048 | 73.9048 | 73.5345 | 73.5345 | 73.5345 | 73.5345 | 73.5345 | 73.4701 | 73.4701 | 73.4701 | 73.4701 | 73.4701 | 73.4507 | 73.4507 | 73.4507 | 73.4507 | 73.4507 | 0 | 0 | 0 | 0 | 0 | 0 | 420964.3488 | 420964.3488 | 420964.3488 | 420964.3488 | 420964.3488 | 418854.9177 | 418854.9177 | 418854.9177 | 418854.9177 | 418854.9177 | 418487.8511 | 418487.8511 | 418487.8511 | 418487.8511 | 418487.8511 | 418377.8756 | 418377.8756 | 418377.8756 | 418377.8756 | 418377.8756 | 0 | 0 | 0 | 0 | 0 | 0 | 428639.5364 | 428105.8453 | 427572.1542 | 427038.4631 | 426504.7719 | 423861.6498 | 423327.9586 | 422794.2675 | 422260.5764 | 421726.8852 | 420826.1275 | 420826.1275 | 420826.1275 | 420826.1275 | 420826.1275 | 420716.152 | 420716.152 | 420716.152 | 420716.152 | 420716.152 | 0 | 0 | 0 | 0 | 0 | 0
| 1200 | Natural Gas | 7355294.8673 | 7431413.4073 | 7.3553 | 375764.8544 | 368089.6667 | 3031.0524 | 4644.1353 | 1.4% | 0 | 4% | 1.4% | 0.32764 | 0.2149 | 1.3777 | 5696.0327 | 77.0433 | 118.0446 | 5012.5088 | 271.1923 | 20 | 3.14% | 66% | 68% | 1200 | 17.1 | 113443 | 6619 | 0.55 | 0.75 | 0.88 | 3.52 | 1.08 | 0.00106 | 63.7174 | 63.7174 | 63.7174 | 63.7174 | 63.7174 | 63.6511 | 63.6511 | 63.6511 | 63.6511 | 63.6511 | 63.6399 | 63.6399 | 63.6399 | 63.6399 | 63.6399 | 63.6363 | 63.6363 | 63.6363 | 63.6363 | 63.6363 | 0 | 0 | 0 | 0 | 0 | 0 | 368089.6667 | 368089.6667 | 368089.6667 | 368089.6667 | 368089.6667 | 367706.5722 | 367706.5722 | 367706.5722 | 367706.5722 | 367706.5722 | 367641.7592 | 367641.7592 | 367641.7592 | 367641.7592 | 367641.7592 | 367620.9753 | 367620.9753 | 367620.9753 | 367620.9753 | 367620.9753 | 0 | 0 | 0 | 0 | 0 | 0 | 375764.8544 | 375231.1633 | 374697.4721 | 374163.781 | 373630.0899 | 372713.3043 | 372179.6132 | 371645.922 | 371112.2309 | 370578.5398 | 369980.0356 | 369980.0356 | 369980.0356 | 369980.0356 | 369980.0356 | 369959.2517 | 369959.2517 | 369959.2517 | 369959.2517 | 369959.2517 | 0 | 0 | 0 | 0 | 0 | 0
| 1200 | Electricity | 534360.4508 | 575494.9464 | 0.53436 | 58028.3296 | 53880.6545 | 3031.0524 | 1116.6227 | 4% | 0 | 4% | 1.4% | 0.32764 | 0.2149 | 1.3777 | 1369.5379 | 77.0433 | 28.3823 | 5012.5088 | 271.1923 | 20 | 3.14% | 66% | 68% | 1200 | 17.1 | 113443 | 6619 | 0.55 | 0.75 | 3.66 | 3.52 | 1.08 | 0.00106 | 37.7685 | 35.1423 | 32.5161 | 29.8899 | 27.2636 | 24.6374 | 22.0112 | 19.385 | 16.7588 | 14.1326 | 11.5063 | 11.5063 | 11.5063 | 11.5063 | 11.5063 | 11.5063 | 11.5063 | 11.5063 | 11.5063 | 11.5063 | 0 | 0 | 0 | 0 | 0 | 0 | 53880.6545 | 50134.0846 | 46387.5147 | 42640.9447 | 38894.3748 | 35147.8049 | 31401.2349 | 27654.665 | 23908.0951 | 20161.5252 | 16414.9552 | 16414.9552 | 16414.9552 | 16414.9552 | 16414.9552 | 16414.9552 | 16414.9552 | 16414.9552 | 16414.9552 | 16414.9552 | 0 | 0 | 0 | 0 | 0 | 0 | 58028.3296 | 53993.3528 | 49958.3759 | 45923.399 | 41888.4222 | 37853.4453 | 33818.4684 | 29783.4915 | 25748.5147 | 21713.5378 | 17678.5609 | 17678.5609 | 17678.5609 | 17678.5609 | 17678.5609 | 17678.5609 | 17678.5609 | 17678.5609 | 17678.5609 | 17678.5609 | 0 | 0 | 0 | 0 | 0 | 0
| 1200 | Wood, commercial | 5032843.1655 | 5116945.1147 | 5.0328 | 260952.2729 | 252472.1018 | 3031.0524 | 5449.1187 | 0% | 1.3777 | 4% | 1.4% | 0.32764 | 0.2149 | 1.3777 | 6683.3451 | 77.0433 | 138.5056 | 5012.5088 | 271.1923 | 20 | 3.14% | 66% | 68% | 1200 | 17.1 | 113443 | 6619 | 0.55 | 0.75 | 0.75 | 3.52 | 1.08 | 0.00106 | 37.7763 | 37.7763 | 37.7763 | 37.7763 | 37.7763 | 37.6628 | 37.6628 | 37.6628 | 37.6628 | 37.6628 | 37.585 | 37.585 | 37.585 | 37.585 | 37.585 | 37.5844 | 37.5844 | 37.5844 | 37.5844 | 37.5844 | 0 | 0 | 0 | 0 | 0 | 0 | 252472.1018 | 252472.1018 | 252472.1018 | 252472.1018 | 252472.1018 | 251713.5743 | 251713.5743 | 251713.5743 | 251713.5743 | 251713.5743 | 251193.6487 | 251193.6487 | 251193.6487 | 251193.6487 | 251193.6487 | 251189.3083 | 251189.3083 | 251189.3083 | 251189.3083 | 251189.3083 | 0 | 0 | 0 | 0 | 0 | 0 | 260952.2729 | 260362.6076 | 259772.9423 | 259183.2769 | 258593.6116 | 257245.4188 | 256655.7534 | 256066.0881 | 255476.4228 | 254886.7574 | 253777.1665 | 253777.1665 | 253777.1665 | 253777.1665 | 253777.1665 | 253772.8261 | 253772.8261 | 253772.8261 | 253772.8261 | 253772.8261 | 0 | 0 | 0 | 0 | 0 | 0
| 1200 | Unknown, commercial | 5821046.2652 | 5886296.9544 | 5.821 | 307615.4896 | 301036.1294 | 3031.0524 | 3548.3077 | 0% | 0 | 4% | 1.4% | 0.32764 | 0.2149 | 1.3777 | blended | 77.0433 | 90.1908 | 5012.5088 | 271.1923 | 20 | 3.14% | 66% | 68% | 1200 | 17.1 | 113443 | 6619 | 0.55 | 0.75 | blended | 3.52 | 1.08 | 0.00106 | blended | blended | blended | blended | blended | blended | blended | blended | blended | blended | blended | blended | blended | blended | blended | blended | blended | blended | blended | blended | 0 | 0 | 0 | 0 | 0 | 0 | 301036.1294 | 299799.7614 | 298563.3933 | 297327.0252 | 296090.6571 | 293653.9862 | 292417.6181 | 291181.2501 | 289944.882 | 288708.5139 | 287263.5296 | 287263.5296 | 287263.5296 | 287263.5296 | 287263.5296 | 287201.0801 | 287201.0801 | 287201.0801 | 287201.0801 | 287201.0801 | 0 | 0 | 0 | 0 | 0 | 0 | 307615.4896 | 305921.6283 | 304227.767 | 302533.9058 | 300840.0445 | 297945.8804 | 296252.0191 | 294558.1578 | 292864.2966 | 291170.4353 | 289267.9578 | 289267.9578 | 289267.9578 | 289267.9578 | 289267.9578 | 289205.5083 | 289205.5083 | 289205.5083 | 289205.5083 | 289205.5083 | 0 | 0 | 0 | 0 | 0 | 0
>1600 | 2000 | Oil | 17166897.4885 | 17300395.6088 | 17.1669 | 876476.4947 | 863015.6069 | 5051.7541 | 8409.1338 | 0% | 0.2149 | 4% | 1.4% | 0.32764 | 0.2149 | 1.3777 | 10313.8041 | 128.4054 | 213.7433 | 8354.1813 | 451.9871 | 20 | 3.14% | 66% | 68% | 2000 | 17.1 | 113443 | 6619 | 0.55 | 0.75 | 0.81 | 3.52 | 1.08 | 0.00106 | 83.6758 | 83.6758 | 83.6758 | 83.6758 | 83.6758 | 83.1407 | 83.1407 | 83.1407 | 83.1407 | 83.1407 | 83.0516 | 83.0516 | 83.0516 | 83.0516 | 83.0516 | 83.0236 | 83.0236 | 83.0236 | 83.0236 | 83.0236 | 0 | 0 | 0 | 0 | 0 | 0 | 863015.6069 | 863015.6069 | 863015.6069 | 863015.6069 | 863015.6069 | 857496.6982 | 857496.6982 | 857496.6982 | 857496.6982 | 857496.6982 | 856577.7116 | 856577.7116 | 856577.7116 | 856577.7116 | 856577.7116 | 856289.481 | 856289.481 | 856289.481 | 856289.481 | 856289.481 | 0 | 0 | 0 | 0 | 0 | 0 | 876476.4947 | 875540.4972 | 874604.4997 | 873668.5022 | 872732.5047 | 866277.5986 | 865341.6011 | 864405.6036 | 863469.6061 | 862533.6086 | 860678.6245 | 860678.6245 | 860678.6245 | 860678.6245 | 860678.6245 | 860390.3939 | 860390.3939 | 860390.3939 | 860390.3939 | 860390.3939 | 0 | 0 | 0 | 0 | 0 | 0
| 2000 | Propane | 13972374.9426 | 14099239.1758 | 13.9724 | 714399.2274 | 701607.2479 | 5051.7541 | 7740.2254 | 0% | 0.32764 | 4% | 1.4% | 0.32764 | 0.2149 | 1.3777 | 9493.3879 | 128.4054 | 196.741 | 8354.1813 | 451.9871 | 20 | 3.14% | 66% | 68% | 2000 | 17.1 | 113443 | 6619 | 0.55 | 0.75 | 0.88 | 3.52 | 1.08 | 0.00106 | 73.9048 | 73.9048 | 73.9048 | 73.9048 | 73.9048 | 73.5345 | 73.5345 | 73.5345 | 73.5345 | 73.5345 | 73.4701 | 73.4701 | 73.4701 | 73.4701 | 73.4701 | 73.4507 | 73.4507 | 73.4507 | 73.4507 | 73.4507 | 0 | 0 | 0 | 0 | 0 | 0 | 701607.2479 | 701607.2479 | 701607.2479 | 701607.2479 | 701607.2479 | 698091.5295 | 698091.5295 | 698091.5295 | 698091.5295 | 698091.5295 | 697479.7518 | 697479.7518 | 697479.7518 | 697479.7518 | 697479.7518 | 697296.4593 | 697296.4593 | 697296.4593 | 697296.4593 | 697296.4593 | 0 | 0 | 0 | 0 | 0 | 0 | 714399.2274 | 713509.7422 | 712620.257 | 711730.7718 | 710841.2865 | 706436.0829 | 705546.5977 | 704657.1125 | 703767.6273 | 702878.1421 | 701376.8791 | 701376.8791 | 701376.8791 | 701376.8791 | 701376.8791 | 701193.5866 | 701193.5866 | 701193.5866 | 701193.5866 | 701193.5866 | 0 | 0 | 0 | 0 | 0 | 0
| 2000 | Natural Gas | 12258824.7789 | 12385689.0121 | 12.2588 | 626274.7573 | 613482.7778 | 5051.7541 | 7740.2254 | 1.4% | 0 | 4% | 1.4% | 0.32764 | 0.2149 | 1.3777 | 9493.3879 | 128.4054 | 196.741 | 8354.1813 | 451.9871 | 20 | 3.14% | 66% | 68% | 2000 | 17.1 | 113443 | 6619 | 0.55 | 0.75 | 0.88 | 3.52 | 1.08 | 0.00106 | 63.7174 | 63.7174 | 63.7174 | 63.7174 | 63.7174 | 63.6511 | 63.6511 | 63.6511 | 63.6511 | 63.6511 | 63.6399 | 63.6399 | 63.6399 | 63.6399 | 63.6399 | 63.6363 | 63.6363 | 63.6363 | 63.6363 | 63.6363 | 0 | 0 | 0 | 0 | 0 | 0 | 613482.7778 | 613482.7778 | 613482.7778 | 613482.7778 | 613482.7778 | 612844.2871 | 612844.2871 | 612844.2871 | 612844.2871 | 612844.2871 | 612736.2653 | 612736.2653 | 612736.2653 | 612736.2653 | 612736.2653 | 612701.6255 | 612701.6255 | 612701.6255 | 612701.6255 | 612701.6255 | 0 | 0 | 0 | 0 | 0 | 0 | 626274.7573 | 625385.2721 | 624495.7869 | 623606.3017 | 622716.8165 | 621188.8405 | 620299.3553 | 619409.87 | 618520.3848 | 617630.8996 | 616633.3927 | 616633.3927 | 616633.3927 | 616633.3927 | 616633.3927 | 616598.7528 | 616598.7528 | 616598.7528 | 616598.7528 | 616598.7528 | 0 | 0 | 0 | 0 | 0 | 0
| 2000 | Electricity | 890600.7513 | 959158.244 | 0.8906 | 96713.8827 | 89801.0909 | 5051.7541 | 1861.0378 | 4% | 0 | 4% | 1.4% | 0.32764 | 0.2149 | 1.3777 | 2282.5632 | 128.4054 | 47.3038 | 8354.1813 | 451.9871 | 20 | 3.14% | 66% | 68% | 2000 | 17.1 | 113443 | 6619 | 0.55 | 0.75 | 3.66 | 3.52 | 1.08 | 0.00106 | 37.7685 | 35.1423 | 32.5161 | 29.8899 | 27.2636 | 24.6374 | 22.0112 | 19.385 | 16.7588 | 14.1326 | 11.5063 | 11.5063 | 11.5063 | 11.5063 | 11.5063 | 11.5063 | 11.5063 | 11.5063 | 11.5063 | 11.5063 | 0 | 0 | 0 | 0 | 0 | 0 | 89801.0909 | 83556.8076 | 77312.5244 | 71068.2412 | 64823.958 | 58579.6748 | 52335.3916 | 46091.1084 | 39846.8252 | 33602.5419 | 27358.2587 | 27358.2587 | 27358.2587 | 27358.2587 | 27358.2587 | 27358.2587 | 27358.2587 | 27358.2587 | 27358.2587 | 27358.2587 | 0 | 0 | 0 | 0 | 0 | 0 | 96713.8827 | 89988.9213 | 83263.9598 | 76538.9984 | 69814.0369 | 63089.0755 | 56364.114 | 49639.1526 | 42914.1911 | 36189.2297 | 29464.2682 | 29464.2682 | 29464.2682 | 29464.2682 | 29464.2682 | 29464.2682 | 29464.2682 | 29464.2682 | 29464.2682 | 29464.2682 | 0 | 0 | 0 | 0 | 0 | 0
| 2000 | Wood, commercial | 8388071.9425 | 8528241.8578 | 8.3881 | 434920.4549 | 420786.8363 | 5051.7541 | 9081.8645 | 0% | 1.3777 | 4% | 1.4% | 0.32764 | 0.2149 | 1.3777 | 11138.9085 | 128.4054 | 230.8427 | 8354.1813 | 451.9871 | 20 | 3.14% | 66% | 68% | 2000 | 17.1 | 113443 | 6619 | 0.55 | 0.75 | 0.75 | 3.52 | 1.08 | 0.00106 | 37.7763 | 37.7763 | 37.7763 | 37.7763 | 37.7763 | 37.6628 | 37.6628 | 37.6628 | 37.6628 | 37.6628 | 37.585 | 37.585 | 37.585 | 37.585 | 37.585 | 37.5844 | 37.5844 | 37.5844 | 37.5844 | 37.5844 | 0 | 0 | 0 | 0 | 0 | 0 | 420786.8363 | 420786.8363 | 420786.8363 | 420786.8363 | 420786.8363 | 419522.6238 | 419522.6238 | 419522.6238 | 419522.6238 | 419522.6238 | 418656.0812 | 418656.0812 | 418656.0812 | 418656.0812 | 418656.0812 | 418648.8472 | 418648.8472 | 418648.8472 | 418648.8472 | 418648.8472 | 0 | 0 | 0 | 0 | 0 | 0 | 434920.4549 | 433937.6793 | 432954.9038 | 431972.1282 | 430989.3526 | 428742.3646 | 427759.589 | 426776.8135 | 425794.0379 | 424811.2624 | 422961.9442 | 422961.9442 | 422961.9442 | 422961.9442 | 422961.9442 | 422954.7102 | 422954.7102 | 422954.7102 | 422954.7102 | 422954.7102 | 0 | 0 | 0 | 0 | 0 | 0
| 2000 | Unknown, commercial | 9701743.7753 | 9810494.9241 | 9.7017 | 512692.4826 | 501726.8824 | 5051.7541 | 5913.8462 | 0% | 0 | 4% | 1.4% | 0.32764 | 0.2149 | 1.3777 | blended | 128.4054 | 150.3181 | 8354.1813 | 451.9871 | 20 | 3.14% | 66% | 68% | 2000 | 17.1 | 113443 | 6619 | 0.55 | 0.75 | blended | 3.52 | 1.08 | 0.00106 | blended | blended | blended | blended | blended | blended | blended | blended | blended | blended | blended | blended | blended | blended | blended | blended | blended | blended | blended | blended | 0 | 0 | 0 | 0 | 0 | 0 | 501726.8824 | 499666.2689 | 497605.6555 | 495545.042 | 493484.4286 | 489423.3104 | 487362.6969 | 485302.0834 | 483241.47 | 481180.8565 | 478772.5493 | 478772.5493 | 478772.5493 | 478772.5493 | 478772.5493 | 478668.4668 | 478668.4668 | 478668.4668 | 478668.4668 | 478668.4668 | 0 | 0 | 0 | 0 | 0 | 0 | 512692.4826 | 509869.3805 | 507046.2784 | 504223.1763 | 501400.0741 | 496576.4673 | 493753.3652 | 490930.263 | 488107.1609 | 485284.0588 | 482113.2629 | 482113.2629 | 482113.2629 | 482113.2629 | 482113.2629 | 482009.1804 | 482009.1804 | 482009.1804 | 482009.1804 | 482009.1804 | 0 | 0 | 0 | 0 | 0 | 0
Table 13. Vermont Heating Fuel Mix and Average Heating Efficiency, C/I Buildings
[22 empty] | Heating Fuel | C/I Sector % | Average Heating Efficiency (ηave,fuel)
[22 empty] | Oil | 15% | 0.81
[22 empty] | Propane (LP) | 29% | 0.88
[22 empty] | Natural Gas (NG) | 22% | 0.88
[22 empty] | Electricity | 33% | 3.66
[22 empty] | Wood | 1% | 0.75
[22 empty] | Central Cooling? | %Cool
[22 empty] | Yes | 100%
[22 empty] | No | 0%
[22 empty] | Unknown, Building Type Unknown | 68%
[22 empty] | Fossil Fuel Furnace or Boiler? | %Fossil
[22 empty] | Yes | 100%
[22 empty] | No | 0%
[22 empty] | Unknown | 66%

## CI_ENVE_INSU
Characterization: | CI_ENVE_INSU
C/I Building Shell Insulation
Assumptions:
▪ Central A/C presence is unknown/not collected
▪ Heating efficiencies per Table 15
helper row
|  | R-Value of Insulation Alone |  |  |  |  | 2025 First Year Savings |  |  |  | Affected Fuel Adders |  | Mixed Baseline Scenario Adders | [23 empty] | Affected Fuel Lifecycle Carbon Intensity - With Adder (gCO2e/MJ) | [25 empty] | Lifetime CO2e Reductions per SF, Thermal [g/ft2] | [25 empty] | Lifetime CO2e Reductions per SF, Total [g/ft2]
Assembly Type | Heating Fuel | Baseline | Proposed | Lifetime CO2e Reductions per SF, Thermal [g/ft2] | Lifetime CO2e Reductions per SF, Total [g/ft2] | Lifetime Credits Per SF | ΔCO2e | ΔCO2eheat | ΔCO2ecool | ΔCO2efan | TDL | CI' | TDLelec | TDLng | CI' prop | CI' oil | CI' wood | ΔEheat [MJ] | ΔEcool [MJ] | ΔEfan [MJ] | ΔEhl [MJ] | ΔEcl [MJ] | Measure Life | Fe | %Fossil | %Cool | Rpre | Rpost | Ains | HDH [°F hr] | CDH [°F hr] | Adjheat | Adjcool | ηheat | ηcool | MJ/BTU | 2025 | 2026 | 2027 | 2028 | 2029 | 2030 | 2031 | 2032 | 2033 | 2034 | 2035 | 2036 | 2037 | 2038 | 2039 | 2040 | 2041 | 2042 | 2043 | 2044 | 2045 | 2046 | 2047 | 2048 | 2049 | 2050 | 2025 | 2026 | 2027 | 2028 | 2029 | 2030 | 2031 | 2032 | 2033 | 2034 | 2035 | 2036 | 2037 | 2038 | 2039 | 2040 | 2041 | 2042 | 2043 | 2044 | 2045 | 2046 | 2047 | 2048 | 2049 | 2050 | 2025 | 2026 | 2027 | 2028 | 2029 | 2030 | 2031 | 2032 | 2033 | 2034 | 2035 | 2036 | 2037 | 2038 | 2039 | 2040 | 2041 | 2042 | 2043 | 2044 | 2045 | 2046 | 2047 | 2048 | 2049 | 2050
Attic, Standard Wood Framing | Oil | None | R-49 | 92590.4106 | 93279.7797 | 0.09259 | 4724.2228 | 4654.7123 | 24.1555 | 45.355 | 0% | 0.2149 | 4% | 1.4% | 0.32764 | 0.2149 | 1.3777 | 55.628 | 0.61398 | 1.1528 | 45.0586 | 2.1612 | 20 | 3.14% | 66% | 68% | 1.6 | 47.6 | 1 | 127961.3 | 6619 | 0.55 | 0.75 | 0.81 | 3.52 | 0.00106 | 83.6758 | 83.6758 | 83.6758 | 83.6758 | 83.6758 | 83.1407 | 83.1407 | 83.1407 | 83.1407 | 83.1407 | 83.0516 | 83.0516 | 83.0516 | 83.0516 | 83.0516 | 83.0236 | 83.0236 | 83.0236 | 83.0236 | 83.0236 | 0 | 0 | 0 | 0 | 0 | 0 | 4654.7123 | 4654.7123 | 4654.7123 | 4654.7123 | 4654.7123 | 4624.9459 | 4624.9459 | 4624.9459 | 4624.9459 | 4624.9459 | 4619.9893 | 4619.9893 | 4619.9893 | 4619.9893 | 4619.9893 | 4618.4347 | 4618.4347 | 4618.4347 | 4618.4347 | 4618.4347 | 0 | 0 | 0 | 0 | 0 | 0 | 4724.2228 | 4719.3894 | 4714.5561 | 4709.7227 | 4704.8893 | 4670.2894 | 4665.456 | 4660.6227 | 4655.7893 | 4650.9559 | 4641.1659 | 4641.1659 | 4641.1659 | 4641.1659 | 4641.1659 | 4639.6113 | 4639.6113 | 4639.6113 | 4639.6113 | 4639.6113 | 0 | 0 | 0 | 0 | 0 | 0
| Propane | None | R-49 | 75360.6139 | 76014.2029 | 0.075361 | 3850.052 | 3784.1493 | 24.1555 | 41.7472 | 0% | 0.32764 | 4% | 1.4% | 0.32764 | 0.2149 | 1.3777 | 51.203 | 0.61398 | 1.0611 | 45.0586 | 2.1612 | 20 | 3.14% | 66% | 68% | 1.6 | 47.6 | 1 | 127961.3 | 6619 | 0.55 | 0.75 | 0.88 | 3.52 | 0.00106 | 73.9048 | 73.9048 | 73.9048 | 73.9048 | 73.9048 | 73.5345 | 73.5345 | 73.5345 | 73.5345 | 73.5345 | 73.4701 | 73.4701 | 73.4701 | 73.4701 | 73.4701 | 73.4507 | 73.4507 | 73.4507 | 73.4507 | 73.4507 | 0 | 0 | 0 | 0 | 0 | 0 | 3784.1493 | 3784.1493 | 3784.1493 | 3784.1493 | 3784.1493 | 3765.1871 | 3765.1871 | 3765.1871 | 3765.1871 | 3765.1871 | 3761.8875 | 3761.8875 | 3761.8875 | 3761.8875 | 3761.8875 | 3760.8989 | 3760.8989 | 3760.8989 | 3760.8989 | 3760.8989 | 0 | 0 | 0 | 0 | 0 | 0 | 3850.052 | 3845.4695 | 3840.887 | 3836.3045 | 3831.7219 | 3808.1772 | 3803.5947 | 3799.0122 | 3794.4297 | 3789.8472 | 3781.965 | 3781.965 | 3781.965 | 3781.965 | 3781.965 | 3780.9764 | 3780.9764 | 3780.9764 | 3780.9764 | 3780.9764 | 0 | 0 | 0 | 0 | 0 | 0
| Natural Gas | None | R-49 | 66118.5063 | 66772.0953 | 0.066119 | 3374.7488 | 3308.8461 | 24.1555 | 41.7472 | 1.4% | 0 | 4% | 1.4% | 0.32764 | 0.2149 | 1.3777 | 51.203 | 0.61398 | 1.0611 | 45.0586 | 2.1612 | 20 | 3.14% | 66% | 68% | 1.6 | 47.6 | 1 | 127961.3 | 6619 | 0.55 | 0.75 | 0.88 | 3.52 | 0.00106 | 63.7174 | 63.7174 | 63.7174 | 63.7174 | 63.7174 | 63.6511 | 63.6511 | 63.6511 | 63.6511 | 63.6511 | 63.6399 | 63.6399 | 63.6399 | 63.6399 | 63.6399 | 63.6363 | 63.6363 | 63.6363 | 63.6363 | 63.6363 | 0 | 0 | 0 | 0 | 0 | 0 | 3308.8461 | 3308.8461 | 3308.8461 | 3308.8461 | 3308.8461 | 3305.4024 | 3305.4024 | 3305.4024 | 3305.4024 | 3305.4024 | 3304.8198 | 3304.8198 | 3304.8198 | 3304.8198 | 3304.8198 | 3304.6329 | 3304.6329 | 3304.6329 | 3304.6329 | 3304.6329 | 0 | 0 | 0 | 0 | 0 | 0 | 3374.7488 | 3370.1663 | 3365.5838 | 3361.0013 | 3356.4188 | 3348.3925 | 3343.81 | 3339.2275 | 3334.645 | 3330.0624 | 3324.8973 | 3324.8973 | 3324.8973 | 3324.8973 | 3324.8973 | 3324.7105 | 3324.7105 | 3324.7105 | 3324.7105 | 3324.7105 | 0 | 0 | 0 | 0 | 0 | 0
| Electricity | None | R-49 | 4803.494 | 5142.6031 | 0.0048035 | 518.5392 | 484.3461 | 24.1555 | 10.0376 | 4% | 0 | 4% | 1.4% | 0.32764 | 0.2149 | 1.3777 | 12.3111 | 0.61398 | 0.25514 | 45.0586 | 2.1612 | 20 | 3.14% | 66% | 68% | 1.6 | 47.6 | 1 | 127961.3 | 6619 | 0.55 | 0.75 | 3.66 | 3.52 | 0.00106 | 37.7685 | 35.1423 | 32.5161 | 29.8899 | 27.2636 | 24.6374 | 22.0112 | 19.385 | 16.7588 | 14.1326 | 11.5063 | 11.5063 | 11.5063 | 11.5063 | 11.5063 | 11.5063 | 11.5063 | 11.5063 | 11.5063 | 11.5063 | 0 | 0 | 0 | 0 | 0 | 0 | 484.3461 | 450.6673 | 416.9885 | 383.3097 | 349.6308 | 315.952 | 282.2732 | 248.5944 | 214.9156 | 181.2368 | 147.558 | 147.558 | 147.558 | 147.558 | 147.558 | 147.558 | 147.558 | 147.558 | 147.558 | 147.558 | 0 | 0 | 0 | 0 | 0 | 0 | 518.5392 | 482.4827 | 446.4263 | 410.3699 | 374.3135 | 338.2571 | 302.2007 | 266.1443 | 230.0878 | 194.0314 | 157.975 | 157.975 | 157.975 | 157.975 | 157.975 | 157.975 | 157.975 | 157.975 | 157.975 | 157.975 | 0 | 0 | 0 | 0 | 0 | 0
| Wood, commercial | None | R-49 | 45241.432 | 45966.7858 | 0.045241 | 2342.6711 | 2269.5322 | 24.1555 | 48.9834 | 0% | 1.3777 | 4% | 1.4% | 0.32764 | 0.2149 | 1.3777 | 60.0782 | 0.61398 | 1.2451 | 45.0586 | 2.1612 | 20 | 3.14% | 66% | 68% | 1.6 | 47.6 | 1 | 127961.3 | 6619 | 0.55 | 0.75 | 0.75 | 3.52 | 0.00106 | 37.7763 | 37.7763 | 37.7763 | 37.7763 | 37.7763 | 37.6628 | 37.6628 | 37.6628 | 37.6628 | 37.6628 | 37.585 | 37.585 | 37.585 | 37.585 | 37.585 | 37.5844 | 37.5844 | 37.5844 | 37.5844 | 37.5844 | 0 | 0 | 0 | 0 | 0 | 0 | 2269.5322 | 2269.5322 | 2269.5322 | 2269.5322 | 2269.5322 | 2262.7136 | 2262.7136 | 2262.7136 | 2262.7136 | 2262.7136 | 2258.0398 | 2258.0398 | 2258.0398 | 2258.0398 | 2258.0398 | 2258.0008 | 2258.0008 | 2258.0008 | 2258.0008 | 2258.0008 | 0 | 0 | 0 | 0 | 0 | 0 | 2342.6711 | 2337.5854 | 2332.4997 | 2327.414 | 2322.3283 | 2310.4241 | 2305.3384 | 2300.2527 | 2295.167 | 2290.0813 | 2280.3219 | 2280.3219 | 2280.3219 | 2280.3219 | 2280.3219 | 2280.2829 | 2280.2829 | 2280.2829 | 2280.2829 | 2280.2829 | 0 | 0 | 0 | 0 | 0 | 0
| Unknown, commercial | None | R-49 | 52326.7783 | 52882.6736 | 0.052327 | 2762.1379 | 2706.0858 | 24.1555 | 31.8966 | 0% | 0 | 4% | 1.4% | 0.32764 | 0.2149 | 1.3777 | blended | 0.61398 | 0.81075 | 45.0586 | 2.1612 | 20 | 3.14% | 66% | 68% | 1.6 | 47.6 | 1 | 127961.3 | 6619 | 0.55 | 0.75 | blended | 3.52 | 0.00106 | blended | blended | blended | blended | blended | blended | blended | blended | blended | blended | blended | blended | blended | blended | blended | blended | blended | blended | blended | blended | 0 | 0 | 0 | 0 | 0 | 0 | 2706.0858 | 2694.9718 | 2683.8578 | 2672.7438 | 2661.6298 | 2639.726 | 2628.612 | 2617.498 | 2606.384 | 2595.2699 | 2582.2806 | 2582.2806 | 2582.2806 | 2582.2806 | 2582.2806 | 2581.7193 | 2581.7193 | 2581.7193 | 2581.7193 | 2581.7193 | 0 | 0 | 0 | 0 | 0 | 0 | 2762.1379 | 2747.1263 | 2732.1148 | 2717.1032 | 2702.0916 | 2676.2902 | 2661.2787 | 2646.2671 | 2631.2555 | 2616.244 | 2599.3571 | 2599.3571 | 2599.3571 | 2599.3571 | 2599.3571 | 2598.7957 | 2598.7957 | 2598.7957 | 2598.7957 | 2598.7957 | 0 | 0 | 0 | 0 | 0 | 0
Exterior Wall, Standard Wood Framing | Oil | None | R-15 | 36976.5247 | 37251.8283 | 0.036977 | 1886.6462 | 1858.8867 | 9.6466 | 18.1128 | 0% | 0.2149 | 4% | 1.4% | 0.32764 | 0.2149 | 1.3777 | 22.2153 | 0.2452 | 0.46039 | 17.9944 | 0.8631 | 20 | 3.14% | 66% | 68% | 3.4 | 18.9 | 1 | 127961.3 | 6619 | 0.55 | 0.75 | 0.81 | 3.52 | 0.00106 | 83.6758 | 83.6758 | 83.6758 | 83.6758 | 83.6758 | 83.1407 | 83.1407 | 83.1407 | 83.1407 | 83.1407 | 83.0516 | 83.0516 | 83.0516 | 83.0516 | 83.0516 | 83.0236 | 83.0236 | 83.0236 | 83.0236 | 83.0236 | 0 | 0 | 0 | 0 | 0 | 0 | 1858.8867 | 1858.8867 | 1858.8867 | 1858.8867 | 1858.8867 | 1846.9993 | 1846.9993 | 1846.9993 | 1846.9993 | 1846.9993 | 1845.0199 | 1845.0199 | 1845.0199 | 1845.0199 | 1845.0199 | 1844.399 | 1844.399 | 1844.399 | 1844.399 | 1844.399 | 0 | 0 | 0 | 0 | 0 | 0 | 1886.6462 | 1884.7159 | 1882.7857 | 1880.8554 | 1878.9252 | 1865.1075 | 1863.1773 | 1861.2471 | 1859.3168 | 1857.3866 | 1853.4769 | 1853.4769 | 1853.4769 | 1853.4769 | 1853.4769 | 1852.8561 | 1852.8561 | 1852.8561 | 1852.8561 | 1852.8561 | 0 | 0 | 0 | 0 | 0 | 0
| Propane | None | R-15 | 30095.7041 | 30356.7187 | 0.030096 | 1537.5409 | 1511.2223 | 9.6466 | 16.672 | 0% | 0.32764 | 4% | 1.4% | 0.32764 | 0.2149 | 1.3777 | 20.4482 | 0.2452 | 0.42377 | 17.9944 | 0.8631 | 20 | 3.14% | 66% | 68% | 3.4 | 18.9 | 1 | 127961.3 | 6619 | 0.55 | 0.75 | 0.88 | 3.52 | 0.00106 | 73.9048 | 73.9048 | 73.9048 | 73.9048 | 73.9048 | 73.5345 | 73.5345 | 73.5345 | 73.5345 | 73.5345 | 73.4701 | 73.4701 | 73.4701 | 73.4701 | 73.4701 | 73.4507 | 73.4507 | 73.4507 | 73.4507 | 73.4507 | 0 | 0 | 0 | 0 | 0 | 0 | 1511.2223 | 1511.2223 | 1511.2223 | 1511.2223 | 1511.2223 | 1503.6496 | 1503.6496 | 1503.6496 | 1503.6496 | 1503.6496 | 1502.3319 | 1502.3319 | 1502.3319 | 1502.3319 | 1502.3319 | 1501.9371 | 1501.9371 | 1501.9371 | 1501.9371 | 1501.9371 | 0 | 0 | 0 | 0 | 0 | 0 | 1537.5409 | 1535.7108 | 1533.8808 | 1532.0507 | 1530.2207 | 1520.818 | 1518.9879 | 1517.1579 | 1515.3278 | 1513.4977 | 1510.3499 | 1510.3499 | 1510.3499 | 1510.3499 | 1510.3499 | 1509.9551 | 1509.9551 | 1509.9551 | 1509.9551 | 1509.9551 | 0 | 0 | 0 | 0 | 0 | 0
| Natural Gas | None | R-15 | 26404.8141 | 26665.8287 | 0.026405 | 1347.7258 | 1321.4071 | 9.6466 | 16.672 | 1.4% | 0 | 4% | 1.4% | 0.32764 | 0.2149 | 1.3777 | 20.4482 | 0.2452 | 0.42377 | 17.9944 | 0.8631 | 20 | 3.14% | 66% | 68% | 3.4 | 18.9 | 1 | 127961.3 | 6619 | 0.55 | 0.75 | 0.88 | 3.52 | 0.00106 | 63.7174 | 63.7174 | 63.7174 | 63.7174 | 63.7174 | 63.6511 | 63.6511 | 63.6511 | 63.6511 | 63.6511 | 63.6399 | 63.6399 | 63.6399 | 63.6399 | 63.6399 | 63.6363 | 63.6363 | 63.6363 | 63.6363 | 63.6363 | 0 | 0 | 0 | 0 | 0 | 0 | 1321.4071 | 1321.4071 | 1321.4071 | 1321.4071 | 1321.4071 | 1320.0319 | 1320.0319 | 1320.0319 | 1320.0319 | 1320.0319 | 1319.7992 | 1319.7992 | 1319.7992 | 1319.7992 | 1319.7992 | 1319.7246 | 1319.7246 | 1319.7246 | 1319.7246 | 1319.7246 | 0 | 0 | 0 | 0 | 0 | 0 | 1347.7258 | 1345.8957 | 1344.0657 | 1342.2356 | 1340.4056 | 1337.2002 | 1335.3702 | 1333.5401 | 1331.7101 | 1329.88 | 1327.8173 | 1327.8173 | 1327.8173 | 1327.8173 | 1327.8173 | 1327.7427 | 1327.7427 | 1327.7427 | 1327.7427 | 1327.7427 | 0 | 0 | 0 | 0 | 0 | 0
| Electricity | None | R-15 | 1918.3036 | 2053.7288 | 0.0019183 | 207.0817 | 193.4265 | 9.6466 | 4.0086 | 4% | 0 | 4% | 1.4% | 0.32764 | 0.2149 | 1.3777 | 4.9165 | 0.2452 | 0.10189 | 17.9944 | 0.8631 | 20 | 3.14% | 66% | 68% | 3.4 | 18.9 | 1 | 127961.3 | 6619 | 0.55 | 0.75 | 3.66 | 3.52 | 0.00106 | 37.7685 | 35.1423 | 32.5161 | 29.8899 | 27.2636 | 24.6374 | 22.0112 | 19.385 | 16.7588 | 14.1326 | 11.5063 | 11.5063 | 11.5063 | 11.5063 | 11.5063 | 11.5063 | 11.5063 | 11.5063 | 11.5063 | 11.5063 | 0 | 0 | 0 | 0 | 0 | 0 | 193.4265 | 179.9766 | 166.5268 | 153.077 | 139.6271 | 126.1773 | 112.7275 | 99.2776 | 85.8278 | 72.378 | 58.9281 | 58.9281 | 58.9281 | 58.9281 | 58.9281 | 58.9281 | 58.9281 | 58.9281 | 58.9281 | 58.9281 | 0 | 0 | 0 | 0 | 0 | 0 | 207.0817 | 192.6823 | 178.283 | 163.8836 | 149.4843 | 135.085 | 120.6856 | 106.2863 | 91.8869 | 77.4876 | 63.0882 | 63.0882 | 63.0882 | 63.0882 | 63.0882 | 63.0882 | 63.0882 | 63.0882 | 63.0882 | 63.0882 | 0 | 0 | 0 | 0 | 0 | 0
| Wood, commercial | None | R-15 | 18067.4318 | 18357.1061 | 0.018067 | 935.5595 | 906.351 | 9.6466 | 19.5618 | 0% | 1.3777 | 4% | 1.4% | 0.32764 | 0.2149 | 1.3777 | 23.9926 | 0.2452 | 0.49722 | 17.9944 | 0.8631 | 20 | 3.14% | 66% | 68% | 3.4 | 18.9 | 1 | 127961.3 | 6619 | 0.55 | 0.75 | 0.75 | 3.52 | 0.00106 | 37.7763 | 37.7763 | 37.7763 | 37.7763 | 37.7763 | 37.6628 | 37.6628 | 37.6628 | 37.6628 | 37.6628 | 37.585 | 37.585 | 37.585 | 37.585 | 37.585 | 37.5844 | 37.5844 | 37.5844 | 37.5844 | 37.5844 | 0 | 0 | 0 | 0 | 0 | 0 | 906.351 | 906.351 | 906.351 | 906.351 | 906.351 | 903.628 | 903.628 | 903.628 | 903.628 | 903.628 | 901.7615 | 901.7615 | 901.7615 | 901.7615 | 901.7615 | 901.7459 | 901.7459 | 901.7459 | 901.7459 | 901.7459 | 0 | 0 | 0 | 0 | 0 | 0 | 935.5595 | 933.5285 | 931.4975 | 929.4665 | 927.4355 | 922.6814 | 920.6504 | 918.6194 | 916.5884 | 914.5574 | 910.66 | 910.66 | 910.66 | 910.66 | 910.66 | 910.6444 | 910.6444 | 910.6444 | 910.6444 | 910.6444 | 0 | 0 | 0 | 0 | 0 | 0
| Unknown, commercial | None | R-15 | 20897.0065 | 21119.0065 | 0.020897 | 1103.076 | 1080.6913 | 9.6466 | 12.7381 | 0% | 0 | 4% | 1.4% | 0.32764 | 0.2149 | 1.3777 | blended | 0.2452 | 0.32378 | 17.9944 | 0.8631 | 20 | 3.14% | 66% | 68% | 3.4 | 18.9 | 1 | 127961.3 | 6619 | 0.55 | 0.75 | blended | 3.52 | 0.00106 | blended | blended | blended | blended | blended | blended | blended | blended | blended | blended | blended | blended | blended | blended | blended | blended | blended | blended | blended | blended | 0 | 0 | 0 | 0 | 0 | 0 | 1080.6913 | 1076.2528 | 1071.8144 | 1067.3759 | 1062.9375 | 1054.1901 | 1049.7516 | 1045.3132 | 1040.8748 | 1036.4363 | 1031.2489 | 1031.2489 | 1031.2489 | 1031.2489 | 1031.2489 | 1031.0248 | 1031.0248 | 1031.0248 | 1031.0248 | 1031.0248 | 0 | 0 | 0 | 0 | 0 | 0 | 1103.076 | 1097.081 | 1091.0861 | 1085.0911 | 1079.0962 | 1068.7922 | 1062.7973 | 1056.8023 | 1050.8074 | 1044.8124 | 1038.0685 | 1038.0685 | 1038.0685 | 1038.0685 | 1038.0685 | 1037.8444 | 1037.8444 | 1037.8444 | 1037.8444 | 1037.8444 | 0 | 0 | 0 | 0 | 0 | 0
Table 15. Vermont Heating Fuel Mix and Average Heating Efficiency, C/I Buildings
[23 empty] | Heating Fuel | C/I Sector % | Average Heating Efficiency (ηave,fuel)
[23 empty] | Oil | 15% | 0.81
[23 empty] | Propane (LP) | 29% | 0.88
[23 empty] | Natural Gas (NG) | 22% | 0.88
[23 empty] | Electricity | 33% | 3.66
[23 empty] | Wood | 1% | 0.75
[23 empty] | Existing Cooling? | %Cool
[23 empty] | Yes | 100%
[23 empty] | No | 0%
[23 empty] | Unknown | 68%
[23 empty] | Fossil Fuel System? | %Fossil
[23 empty] | Yes | 100%
[23 empty] | No | 0%
[23 empty] | Unknown | 66%
Table 16. C/I Insulation: Assembly R-Factors for Attic Roofs with Wood Joists
[23 empty] | Rated R-Value of Insulation Alone | Overall R-Factor For Entire Assembly (Rpre, Rpost)
Wood-Framed Attic, Standard Framing
[23 empty] | None | R-1.6
[23 empty] | R-11 | R-11.0
[23 empty] | R-13 | R-12.3
[23 empty] | R-19 | R-18.9
[23 empty] | R-30 | R-29.4
[23 empty] | R-38 | R-37.0
[23 empty] | R-49 | R-47.6
[23 empty] | R-60 | R-58.8
Table 17. C/I Insulation: Assembly R-Factors for Wood-Frame Walls
[23 empty] | Framing Type and Spacing Width (Actual Depth) | Cavity Insulation R-Value: Rated | Overall R-Factor For Entire Base Assembly | Overall R-Factor for Assembly of Base Wall Plus Continuous Insulation (Uninterrupted by Framing) (Rpre, Rpost)
Rated R-Value of Continuous Insulation
[26 empty] | R-1 | R-2 | R-3 | R-4 | R-15
Wood Studs at 16 in. on Center
[23 empty] | 3.5 in. depth | None | R-3.4 | R-4.5 | R-5.5 | R-6.6 | R-7.6 | R-18.9
[24 empty] | R-11 | R-10.4 | R-11.5 | R-12.7 | R-13.7 | R-14.7 | R-26.3
[24 empty] | R-13 | R-11.2 | R-12.5 | R-13.5 | R-14.7 | R-15.9 | R-27.0
[24 empty] | R-15 | R-12.0 | R-13.3 | R-14.5 | R-15.6 | R-16.7 | R-28.6

## CI_DOHW_HPWH
Characterization: | CI_DOHW_HPWH
C/I Heat Pump Water Heater
Assumptions:
▪ Average baseline water heater efficiencies per Table 21
▪ Average space heating efficiencies per Table 21
▪ Tier 1 CHPWH, SysCOP = 1.25
▪ Small office building, 110 gallons of DHW consumed daily
helper row
[6 empty] | 2025 First Year Savings | [6 empty] | Affected Fuel Adders |  | Mixed Baseline Scenario Adders | [20 empty] | Affected Baseline Fuel Lifecycle Carbon Intensity - With Adder (gCO2e/MJ) | [25 empty] | Affected Space Heating Fuel Lifecycle Carbon Intensity - With Adder (gCO2e/MJ) | [25 empty] | Lifetime CO2e Reductions, Thermal [g] | [25 empty] | Lifetime CO2e Reductions, Total [g]
Decision/Action Type | Baseline Water Heating Fuel | Space Heating Fuel | Lifetime CO2e Reductions, Thermal [g] | Lifetime CO2e Reductions, Total [g] | Lifetime Credits | ΔCO2e | ΔCO2ethermal | ΔCO2edirect | CO2ebase | CO2eHPWH | ΔCO2eheat | ΔCO2ecool | TDL | CI' | TDLelec | TDLng | CI' prop | CI' oil | CI' wood | ΔEhl [MJ] | ΔEcl [MJ] | Measure Life | Baseline Dryer Fuel Type | SysCOP | Qload [MJ] | IFheat | IFcool | ηcool | % Cool | Tset | Tinletet | GPD/Unit | Days | Specifc Heat of Water | MJ/BTU | 2025 | 2026 | 2027 | 2028 | 2029 | 2030 | 2031 | 2032 | 2033 | 2034 | 2035 | 2036 | 2037 | 2038 | 2039 | 2040 | 2041 | 2042 | 2043 | 2044 | 2045 | 2046 | 2047 | 2048 | 2049 | 2050 | 2025 | 2026 | 2027 | 2028 | 2029 | 2030 | 2031 | 2032 | 2033 | 2034 | 2035 | 2036 | 2037 | 2038 | 2039 | 2040 | 2041 | 2042 | 2043 | 2044 | 2045 | 2046 | 2047 | 2048 | 2049 | 2050 | 2025 | 2026 | 2027 | 2028 | 2029 | 2030 | 2031 | 2032 | 2033 | 2034 | 2035 | 2036 | 2037 | 2038 | 2039 | 2040 | 2041 | 2042 | 2043 | 2044 | 2045 | 2046 | 2047 | 2048 | 2049 | 2050 | 2025 | 2026 | 2027 | 2028 | 2029 | 2030 | 2031 | 2032 | 2033 | 2034 | 2035 | 2036 | 2037 | 2038 | 2039 | 2040 | 2041 | 2042 | 2043 | 2044 | 2045 | 2046 | 2047 | 2048 | 2049 | 2050
CHPWH Tier 1 | Oil | Oil | 16512896.2449 | 16906070.5543 | 16.5129 | 1065772.1134 | 1013210.4654 | 2413794.0313 | 3397927.0151 | 984132.9838 | -1400583.5659 | 52561.648 | 0% | 0.2149 | 4% | 1.4% | 0.32764 | 0.2149 | 1.3777 | -13557.9577 | 4702.7602 | 12 | Delivered | 1.25 | 31268.3527 | 0.542 | 0.188 | 3.52 | 68% | 140 | 51.8 | 110 | 365 | 8.33 | 0.00106 | 83.6758 | 83.6758 | 83.6758 | 83.6758 | 83.6758 | 83.1407 | 83.1407 | 83.1407 | 83.1407 | 83.1407 | 83.0516 | 83.0516 | 0 | 0 | 0 | 0 | 0 | 0 | 0 | 0 | 0 | 0 | 0 | 0 | 0 | 0 | 83.6758 | 83.6758 | 83.6758 | 83.6758 | 83.6758 | 83.1407 | 83.1407 | 83.1407 | 83.1407 | 83.1407 | 83.0516 | 83.0516 | 0 | 0 | 0 | 0 | 0 | 0 | 0 | 0 | 0 | 0 | 0 | 0 | 0 | 0 | 1013210.4654 | 1081641.7618 | 1150073.0583 | 1218504.3547 | 1286935.6512 | 1342594.1125 | 1411025.4089 | 1479456.7054 | 1547888.0018 | 1616319.2983 | 1682623.7133 | 1682623.7133 | 0 | 0 | 0 | 0 | 0 | 0 | 0 | 0 | 0 | 0 | 0 | 0 | 0 | 0 | 1065772.1134 | 1130548.5565 | 1195324.9996 | 1260101.4427 | 1324877.8859 | 1376881.4938 | 1441657.9369 | 1506434.38 | 1571210.8231 | 1635987.2663 | 1698636.828 | 1698636.828 | 0 | 0 | 0 | 0 | 0 | 0 | 0 | 0 | 0 | 0 | 0 | 0 | 0 | 0
| Oil | Propane | 19632527.8331 | 20025702.1425 | 19.6325 | 1275159.2565 | 1275159.2565 | 2413794.0313 | 3397927.0151 | 984132.9838 | -1138634.7748 | 52561.648 | 0% | 0.2149 | 4% | 1.4% | 0.32764 | 0.2149 | 1.3777 | -13557.9577 | 4702.7602 | 12 | Delivered | 1.25 | 31268.3527 | 0.542 | 0.188 | 3.52 | 68% | 140 | 51.8 | 110 | 365 | 8.33 | 0.00106 | 83.6758 | 83.6758 | 83.6758 | 83.6758 | 83.6758 | 83.1407 | 83.1407 | 83.1407 | 83.1407 | 83.1407 | 83.0516 | 83.0516 | 0 | 0 | 0 | 0 | 0 | 0 | 0 | 0 | 0 | 0 | 0 | 0 | 0 | 0 | 73.9048 | 73.9048 | 73.9048 | 73.9048 | 73.9048 | 73.5345 | 73.5345 | 73.5345 | 73.5345 | 73.5345 | 73.4701 | 73.4701 | 0 | 0 | 0 | 0 | 0 | 0 | 0 | 0 | 0 | 0 | 0 | 0 | 0 | 0 | 1275159.2565 | 1343590.553 | 1412021.8494 | 1480453.1459 | 1548884.4423 | 1601291.9365 | 1669723.2329 | 1738154.5293 | 1806585.8258 | 1875017.1222 | 1940822.9697 | 1940822.9697 | 0 | 0 | 0 | 0 | 0 | 0 | 0 | 0 | 0 | 0 | 0 | 0 | 0 | 0 | 1327720.9045 | 1392497.3476 | 1457273.7907 | 1522050.2339 | 1586826.677 | 1635579.3178 | 1700355.7609 | 1765132.204 | 1829908.6471 | 1894685.0902 | 1956836.0843 | 1956836.0843 | 0 | 0 | 0 | 0 | 0 | 0 | 0 | 0 | 0 | 0 | 0 | 0 | 0 | 0
| Oil | Natural Gas | 21314407.644 | 21707581.9533 | 21.3144 | 1418176.0033 | 1418176.0033 | 2413794.0313 | 3397927.0151 | 984132.9838 | -995618.028 | 52561.648 | 0% | 0.2149 | 4% | 1.4% | 0.32764 | 0.2149 | 1.3777 | -13557.9577 | 4702.7602 | 12 | Delivered | 1.25 | 31268.3527 | 0.542 | 0.188 | 3.52 | 68% | 140 | 51.8 | 110 | 365 | 8.33 | 0.00106 | 83.6758 | 83.6758 | 83.6758 | 83.6758 | 83.6758 | 83.1407 | 83.1407 | 83.1407 | 83.1407 | 83.1407 | 83.0516 | 83.0516 | 0 | 0 | 0 | 0 | 0 | 0 | 0 | 0 | 0 | 0 | 0 | 0 | 0 | 0 | 63.7174 | 63.7174 | 63.7174 | 63.7174 | 63.7174 | 63.6511 | 63.6511 | 63.6511 | 63.6511 | 63.6511 | 63.6399 | 63.6399 | 0 | 0 | 0 | 0 | 0 | 0 | 0 | 0 | 0 | 0 | 0 | 0 | 0 | 0 | 1418176.0033 | 1486607.2998 | 1555038.5962 | 1623469.8927 | 1691901.1891 | 1739639.2454 | 1808070.5419 | 1876501.8383 | 1944933.1348 | 2013364.4312 | 2078352.7356 | 2078352.7356 | 0 | 0 | 0 | 0 | 0 | 0 | 0 | 0 | 0 | 0 | 0 | 0 | 0 | 0 | 1470737.6513 | 1535514.0945 | 1600290.5376 | 1665066.9807 | 1729843.4238 | 1773926.6268 | 1838703.0699 | 1903479.513 | 1968255.9561 | 2033032.3992 | 2094365.8503 | 2094365.8503 | 0 | 0 | 0 | 0 | 0 | 0 | 0 | 0 | 0 | 0 | 0 | 0 | 0 | 0
| Oil | Electricity | 32164065.199 | 32557239.5083 | 32.1641 | 2268056.3053 | 2268056.3053 | 2413794.0313 | 3397927.0151 | 984132.9838 | -145737.726 | 52561.648 | 0% | 0.2149 | 4% | 1.4% | 0.32764 | 0.2149 | 1.3777 | -13557.9577 | 4702.7602 | 12 | Delivered | 1.25 | 31268.3527 | 0.542 | 0.188 | 3.52 | 68% | 140 | 51.8 | 110 | 365 | 8.33 | 0.00106 | 83.6758 | 83.6758 | 83.6758 | 83.6758 | 83.6758 | 83.1407 | 83.1407 | 83.1407 | 83.1407 | 83.1407 | 83.0516 | 83.0516 | 0 | 0 | 0 | 0 | 0 | 0 | 0 | 0 | 0 | 0 | 0 | 0 | 0 | 0 | 37.7685 | 35.1423 | 32.5161 | 29.8899 | 27.2636 | 24.6374 | 22.0112 | 19.385 | 16.7588 | 14.1326 | 11.5063 | 11.5063 | 0 | 0 | 0 | 0 | 0 | 0 | 0 | 0 | 0 | 0 | 0 | 0 | 0 | 0 | 2268056.3053 | 2346621.4167 | 2425186.5281 | 2503751.6394 | 2582316.7508 | 2639152.4187 | 2717717.5301 | 2796282.6415 | 2874847.7529 | 2953412.8642 | 3028359.6757 | 3028359.6757 | 0 | 0 | 0 | 0 | 0 | 0 | 0 | 0 | 0 | 0 | 0 | 0 | 0 | 0 | 2320617.9533 | 2395528.2113 | 2470438.4694 | 2545348.7274 | 2620258.9855 | 2673439.8 | 2748350.0581 | 2823260.3161 | 2898170.5742 | 2973080.8322 | 3044372.7903 | 3044372.7903 | 0 | 0 | 0 | 0 | 0 | 0 | 0 | 0 | 0 | 0 | 0 | 0 | 0 | 0
| Oil | Wood, commercial | 26896923.9408 | 27290098.2502 | 26.8969 | 1882945.9645 | 1882945.9645 | 2413794.0313 | 3397927.0151 | 984132.9838 | -530848.0668 | 52561.648 | 0% | 0.2149 | 4% | 1.4% | 0.32764 | 0.2149 | 1.3777 | -13557.9577 | 4702.7602 | 12 | Delivered | 1.25 | 31268.3527 | 0.542 | 0.188 | 3.52 | 68% | 140 | 51.8 | 110 | 365 | 8.33 | 0.00106 | 83.6758 | 83.6758 | 83.6758 | 83.6758 | 83.6758 | 83.1407 | 83.1407 | 83.1407 | 83.1407 | 83.1407 | 83.0516 | 83.0516 | 0 | 0 | 0 | 0 | 0 | 0 | 0 | 0 | 0 | 0 | 0 | 0 | 0 | 0 | 37.7763 | 37.7763 | 37.7763 | 37.7763 | 37.7763 | 37.6628 | 37.6628 | 37.6628 | 37.6628 | 37.6628 | 37.585 | 37.585 | 0 | 0 | 0 | 0 | 0 | 0 | 0 | 0 | 0 | 0 | 0 | 0 | 0 | 0 | 1882945.9645 | 1951377.261 | 2019808.5574 | 2088239.8539 | 2156671.1503 | 2204911.7662 | 2273343.0626 | 2341774.3591 | 2410205.6555 | 2478636.952 | 2544504.6791 | 2544504.6791 | 0 | 0 | 0 | 0 | 0 | 0 | 0 | 0 | 0 | 0 | 0 | 0 | 0 | 0 | 1935507.6125 | 2000284.0556 | 2065060.4988 | 2129836.9419 | 2194613.385 | 2239199.1475 | 2303975.5906 | 2368752.0337 | 2433528.4769 | 2498304.92 | 2560517.7938 | 2560517.7938 | 0 | 0 | 0 | 0 | 0 | 0 | 0 | 0 | 0 | 0 | 0 | 0 | 0 | 0
| Oil | Unknown | 23724445.5154 | 24117619.8247 | 23.7244 | 1599544.0682 | 1599544.0682 | 2413794.0313 | 3397927.0151 | 984132.9838 | -814249.9631 | 52561.648 | 0% | 0.2149 | 4% | 1.4% | 0.32764 | 0.2149 | 1.3777 | -13557.9577 | 4702.7602 | 12 | Delivered | 1.25 | 31268.3527 | 0.542 | 0.188 | 3.52 | 68% | 140 | 51.8 | 110 | 365 | 8.33 | 0.00106 | 83.6758 | 83.6758 | 83.6758 | 83.6758 | 83.6758 | 83.1407 | 83.1407 | 83.1407 | 83.1407 | 83.1407 | 83.0516 | 83.0516 | 0 | 0 | 0 | 0 | 0 | 0 | 0 | 0 | 0 | 0 | 0 | 0 | 0 | 0 | blended | blended | blended | blended | blended | blended | blended | blended | blended | blended | blended | blended | 0 | 0 | 0 | 0 | 0 | 0 | 0 | 0 | 0 | 0 | 0 | 0 | 0 | 0 | 1599544.0682 | 1671319.5236 | 1743094.9789 | 1814870.4343 | 1886645.8897 | 1939938.5103 | 2011713.9657 | 2083489.4211 | 2155264.8765 | 2227040.3318 | 2295761.7576 | 2295761.7576 | 0 | 0 | 0 | 0 | 0 | 0 | 0 | 0 | 0 | 0 | 0 | 0 | 0 | 0 | 1652105.7162 | 1720226.3182 | 1788346.9203 | 1856467.5223 | 1924588.1244 | 1974225.8917 | 2042346.4937 | 2110467.0958 | 2178587.6978 | 2246708.2998 | 2311774.8723 | 2311774.8723 | 0 | 0 | 0 | 0 | 0 | 0 | 0 | 0 | 0 | 0 | 0 | 0 | 0 | 0
CHPWH Tier 1 | Propane | Oil | 11800362.283 | 12193536.5923 | 11.8004 | 616429.4039 | 616429.4039 | 2017012.9698 | 3001145.9536 | 984132.9838 | -1400583.5659 | 52561.648 | 0% | 0.32764 | 4% | 1.4% | 0.32764 | 0.2149 | 1.3777 | -13557.9577 | 4702.7602 | 12 | Delivered | 1.25 | 31268.3527 | 0.542 | 0.188 | 3.52 | 68% | 140 | 51.8 | 110 | 365 | 8.33 | 0.00106 | 73.9048 | 73.9048 | 73.9048 | 73.9048 | 73.9048 | 73.5345 | 73.5345 | 73.5345 | 73.5345 | 73.5345 | 73.4701 | 73.4701 | 0 | 0 | 0 | 0 | 0 | 0 | 0 | 0 | 0 | 0 | 0 | 0 | 0 | 0 | 83.6758 | 83.6758 | 83.6758 | 83.6758 | 83.6758 | 83.1407 | 83.1407 | 83.1407 | 83.1407 | 83.1407 | 83.0516 | 83.0516 | 0 | 0 | 0 | 0 | 0 | 0 | 0 | 0 | 0 | 0 | 0 | 0 | 0 | 0 | 616429.4039 | 684860.7003 | 753291.9968 | 821723.2932 | 890154.5897 | 952503.904 | 1020935.2005 | 1089366.4969 | 1157797.7934 | 1226229.0898 | 1293534.9072 | 1293534.9072 | 0 | 0 | 0 | 0 | 0 | 0 | 0 | 0 | 0 | 0 | 0 | 0 | 0 | 0 | 668991.0519 | 733767.495 | 798543.9381 | 863320.3812 | 928096.8244 | 986791.2854 | 1051567.7285 | 1116344.1716 | 1181120.6147 | 1245897.0578 | 1309548.0219 | 1309548.0219 | 0 | 0 | 0 | 0 | 0 | 0 | 0 | 0 | 0 | 0 | 0 | 0 | 0 | 0
| Propane | Propane | 14919993.8712 | 15313168.1805 | 14.92 | 878378.195 | 878378.195 | 2017012.9698 | 3001145.9536 | 984132.9838 | -1138634.7748 | 52561.648 | 0% | 0.32764 | 4% | 1.4% | 0.32764 | 0.2149 | 1.3777 | -13557.9577 | 4702.7602 | 12 | Delivered | 1.25 | 31268.3527 | 0.542 | 0.188 | 3.52 | 68% | 140 | 51.8 | 110 | 365 | 8.33 | 0.00106 | 73.9048 | 73.9048 | 73.9048 | 73.9048 | 73.9048 | 73.5345 | 73.5345 | 73.5345 | 73.5345 | 73.5345 | 73.4701 | 73.4701 | 0 | 0 | 0 | 0 | 0 | 0 | 0 | 0 | 0 | 0 | 0 | 0 | 0 | 0 | 73.9048 | 73.9048 | 73.9048 | 73.9048 | 73.9048 | 73.5345 | 73.5345 | 73.5345 | 73.5345 | 73.5345 | 73.4701 | 73.4701 | 0 | 0 | 0 | 0 | 0 | 0 | 0 | 0 | 0 | 0 | 0 | 0 | 0 | 0 | 878378.195 | 946809.4915 | 1015240.7879 | 1083672.0844 | 1152103.3808 | 1211201.728 | 1279633.0244 | 1348064.3209 | 1416495.6173 | 1484926.9138 | 1551734.1636 | 1551734.1636 | 0 | 0 | 0 | 0 | 0 | 0 | 0 | 0 | 0 | 0 | 0 | 0 | 0 | 0 | 930939.843 | 995716.2861 | 1060492.7292 | 1125269.1723 | 1190045.6155 | 1245489.1093 | 1310265.5524 | 1375041.9956 | 1439818.4387 | 1504594.8818 | 1567747.2783 | 1567747.2783 | 0 | 0 | 0 | 0 | 0 | 0 | 0 | 0 | 0 | 0 | 0 | 0 | 0 | 0
| Propane | Natural Gas | 16601873.6821 | 16995047.9914 | 16.6019 | 1021394.9418 | 1021394.9418 | 2017012.9698 | 3001145.9536 | 984132.9838 | -995618.028 | 52561.648 | 0% | 0.32764 | 4% | 1.4% | 0.32764 | 0.2149 | 1.3777 | -13557.9577 | 4702.7602 | 12 | Delivered | 1.25 | 31268.3527 | 0.542 | 0.188 | 3.52 | 68% | 140 | 51.8 | 110 | 365 | 8.33 | 0.00106 | 73.9048 | 73.9048 | 73.9048 | 73.9048 | 73.9048 | 73.5345 | 73.5345 | 73.5345 | 73.5345 | 73.5345 | 73.4701 | 73.4701 | 0 | 0 | 0 | 0 | 0 | 0 | 0 | 0 | 0 | 0 | 0 | 0 | 0 | 0 | 63.7174 | 63.7174 | 63.7174 | 63.7174 | 63.7174 | 63.6511 | 63.6511 | 63.6511 | 63.6511 | 63.6511 | 63.6399 | 63.6399 | 0 | 0 | 0 | 0 | 0 | 0 | 0 | 0 | 0 | 0 | 0 | 0 | 0 | 0 | 1021394.9418 | 1089826.2383 | 1158257.5347 | 1226688.8312 | 1295120.1276 | 1349549.037 | 1417980.3334 | 1486411.6299 | 1554842.9263 | 1623274.2228 | 1689263.9295 | 1689263.9295 | 0 | 0 | 0 | 0 | 0 | 0 | 0 | 0 | 0 | 0 | 0 | 0 | 0 | 0 | 1073956.5898 | 1138733.0329 | 1203509.4761 | 1268285.9192 | 1333062.3623 | 1383836.4183 | 1448612.8614 | 1513389.3045 | 1578165.7477 | 1642942.1908 | 1705277.0442 | 1705277.0442 | 0 | 0 | 0 | 0 | 0 | 0 | 0 | 0 | 0 | 0 | 0 | 0 | 0 | 0
| Propane | Electricity | 27451531.237 | 27844705.5463 | 27.4515 | 1871275.2438 | 1871275.2438 | 2017012.9698 | 3001145.9536 | 984132.9838 | -145737.726 | 52561.648 | 0% | 0.32764 | 4% | 1.4% | 0.32764 | 0.2149 | 1.3777 | -13557.9577 | 4702.7602 | 12 | Delivered | 1.25 | 31268.3527 | 0.542 | 0.188 | 3.52 | 68% | 140 | 51.8 | 110 | 365 | 8.33 | 0.00106 | 73.9048 | 73.9048 | 73.9048 | 73.9048 | 73.9048 | 73.5345 | 73.5345 | 73.5345 | 73.5345 | 73.5345 | 73.4701 | 73.4701 | 0 | 0 | 0 | 0 | 0 | 0 | 0 | 0 | 0 | 0 | 0 | 0 | 0 | 0 | 37.7685 | 35.1423 | 32.5161 | 29.8899 | 27.2636 | 24.6374 | 22.0112 | 19.385 | 16.7588 | 14.1326 | 11.5063 | 11.5063 | 0 | 0 | 0 | 0 | 0 | 0 | 0 | 0 | 0 | 0 | 0 | 0 | 0 | 0 | 1871275.2438 | 1949840.3552 | 2028405.4666 | 2106970.5779 | 2185535.6893 | 2249062.2102 | 2327627.3216 | 2406192.433 | 2484757.5444 | 2563322.6558 | 2639270.8696 | 2639270.8696 | 0 | 0 | 0 | 0 | 0 | 0 | 0 | 0 | 0 | 0 | 0 | 0 | 0 | 0 | 1923836.8918 | 1998747.1498 | 2073657.4079 | 2148567.6659 | 2223477.924 | 2283349.5916 | 2358259.8496 | 2433170.1077 | 2508080.3657 | 2582990.6238 | 2655283.9843 | 2655283.9843 | 0 | 0 | 0 | 0 | 0 | 0 | 0 | 0 | 0 | 0 | 0 | 0 | 0 | 0
| Propane | Wood, commercial | 22184389.9789 | 22577564.2882 | 22.1844 | 1486164.903 | 1486164.903 | 2017012.9698 | 3001145.9536 | 984132.9838 | -530848.0668 | 52561.648 | 0% | 0.32764 | 4% | 1.4% | 0.32764 | 0.2149 | 1.3777 | -13557.9577 | 4702.7602 | 12 | Delivered | 1.25 | 31268.3527 | 0.542 | 0.188 | 3.52 | 68% | 140 | 51.8 | 110 | 365 | 8.33 | 0.00106 | 73.9048 | 73.9048 | 73.9048 | 73.9048 | 73.9048 | 73.5345 | 73.5345 | 73.5345 | 73.5345 | 73.5345 | 73.4701 | 73.4701 | 0 | 0 | 0 | 0 | 0 | 0 | 0 | 0 | 0 | 0 | 0 | 0 | 0 | 0 | 37.7763 | 37.7763 | 37.7763 | 37.7763 | 37.7763 | 37.6628 | 37.6628 | 37.6628 | 37.6628 | 37.6628 | 37.585 | 37.585 | 0 | 0 | 0 | 0 | 0 | 0 | 0 | 0 | 0 | 0 | 0 | 0 | 0 | 0 | 1486164.903 | 1554596.1995 | 1623027.4959 | 1691458.7924 | 1759890.0888 | 1814821.5577 | 1883252.8542 | 1951684.1506 | 2020115.4471 | 2088546.7435 | 2155415.8731 | 2155415.8731 | 0 | 0 | 0 | 0 | 0 | 0 | 0 | 0 | 0 | 0 | 0 | 0 | 0 | 0 | 1538726.551 | 1603502.9941 | 1668279.4373 | 1733055.8804 | 1797832.3235 | 1849108.9391 | 1913885.3822 | 1978661.8253 | 2043438.2684 | 2108214.7115 | 2171428.9877 | 2171428.9877 | 0 | 0 | 0 | 0 | 0 | 0 | 0 | 0 | 0 | 0 | 0 | 0 | 0 | 0
| Propane | Unknown | 19011911.5535 | 19405085.8628 | 19.0119 | 1202763.0067 | 1202763.0067 | 2017012.9698 | 3001145.9536 | 984132.9838 | -814249.9631 | 52561.648 | 0% | 0.32764 | 4% | 1.4% | 0.32764 | 0.2149 | 1.3777 | -13557.9577 | 4702.7602 | 12 | Delivered | 1.25 | 31268.3527 | 0.542 | 0.188 | 3.52 | 68% | 140 | 51.8 | 110 | 365 | 8.33 | 0.00106 | 73.9048 | 73.9048 | 73.9048 | 73.9048 | 73.9048 | 73.5345 | 73.5345 | 73.5345 | 73.5345 | 73.5345 | 73.4701 | 73.4701 | 0 | 0 | 0 | 0 | 0 | 0 | 0 | 0 | 0 | 0 | 0 | 0 | 0 | 0 | blended | blended | blended | blended | blended | blended | blended | blended | blended | blended | blended | blended | 0 | 0 | 0 | 0 | 0 | 0 | 0 | 0 | 0 | 0 | 0 | 0 | 0 | 0 | 1202763.0067 | 1274538.4621 | 1346313.9174 | 1418089.3728 | 1489864.8282 | 1549848.3019 | 1621623.7573 | 1693399.2126 | 1765174.668 | 1836950.1234 | 1906672.9516 | 1906672.9516 | 0 | 0 | 0 | 0 | 0 | 0 | 0 | 0 | 0 | 0 | 0 | 0 | 0 | 0 | 1255324.6547 | 1323445.2567 | 1391565.8588 | 1459686.4608 | 1527807.0629 | 1584135.6832 | 1652256.2853 | 1720376.8873 | 1788497.4894 | 1856618.0914 | 1922686.0662 | 1922686.0662 | 0 | 0 | 0 | 0 | 0 | 0 | 0 | 0 | 0 | 0 | 0 | 0 | 0 | 0
CHPWH Tier 1 | Natural Gas | Oil | 7367363.3086 | 7760537.6179 | 7.3674 | 239474.3516 | 239474.3516 | 1640057.9175 | 2624190.9013 | 984132.9838 | -1400583.5659 | 52561.648 | 1.4% | 0 | 4% | 1.4% | 0.32764 | 0.2149 | 1.3777 | -13557.9577 | 4702.7602 | 12 | Natural Gas | 1.25 | 31268.3527 | 0.542 | 0.188 | 3.52 | 68% | 140 | 51.8 | 110 | 365 | 8.33 | 0.00106 | 63.7174 | 63.7174 | 63.7174 | 63.7174 | 63.7174 | 63.6511 | 63.6511 | 63.6511 | 63.6511 | 63.6511 | 63.6399 | 63.6399 | 0 | 0 | 0 | 0 | 0 | 0 | 0 | 0 | 0 | 0 | 0 | 0 | 0 | 0 | 83.6758 | 83.6758 | 83.6758 | 83.6758 | 83.6758 | 83.1407 | 83.1407 | 83.1407 | 83.1407 | 83.1407 | 83.0516 | 83.0516 | 0 | 0 | 0 | 0 | 0 | 0 | 0 | 0 | 0 | 0 | 0 | 0 | 0 | 0 | 239474.3516 | 307905.6481 | 376336.9445 | 444768.241 | 513199.5374 | 587856.2789 | 656287.5753 | 724718.8718 | 793150.1682 | 861581.4647 | 931042.1135 | 931042.1135 | 0 | 0 | 0 | 0 | 0 | 0 | 0 | 0 | 0 | 0 | 0 | 0 | 0 | 0 | 292035.9996 | 356812.4427 | 421588.8859 | 486365.329 | 551141.7721 | 622143.6602 | 686920.1033 | 751696.5464 | 816472.9896 | 881249.4327 | 947055.2282 | 947055.2282 | 0 | 0 | 0 | 0 | 0 | 0 | 0 | 0 | 0 | 0 | 0 | 0 | 0 | 0
| Natural Gas | Propane | 10486994.8968 | 10880169.2061 | 10.487 | 501423.1427 | 501423.1427 | 1640057.9175 | 2624190.9013 | 984132.9838 | -1138634.7748 | 52561.648 | 1.4% | 0 | 4% | 1.4% | 0.32764 | 0.2149 | 1.3777 | -13557.9577 | 4702.7602 | 12 | Natural Gas | 1.25 | 31268.3527 | 0.542 | 0.188 | 3.52 | 68% | 140 | 51.8 | 110 | 365 | 8.33 | 0.00106 | 63.7174 | 63.7174 | 63.7174 | 63.7174 | 63.7174 | 63.6511 | 63.6511 | 63.6511 | 63.6511 | 63.6511 | 63.6399 | 63.6399 | 0 | 0 | 0 | 0 | 0 | 0 | 0 | 0 | 0 | 0 | 0 | 0 | 0 | 0 | 73.9048 | 73.9048 | 73.9048 | 73.9048 | 73.9048 | 73.5345 | 73.5345 | 73.5345 | 73.5345 | 73.5345 | 73.4701 | 73.4701 | 0 | 0 | 0 | 0 | 0 | 0 | 0 | 0 | 0 | 0 | 0 | 0 | 0 | 0 | 501423.1427 | 569854.4392 | 638285.7356 | 706717.0321 | 775148.3285 | 846554.1029 | 914985.3993 | 983416.6958 | 1051847.9922 | 1120279.2886 | 1189241.3699 | 1189241.3699 | 0 | 0 | 0 | 0 | 0 | 0 | 0 | 0 | 0 | 0 | 0 | 0 | 0 | 0 | 553984.7907 | 618761.2339 | 683537.677 | 748314.1201 | 813090.5632 | 880841.4842 | 945617.9273 | 1010394.3704 | 1075170.8135 | 1139947.2566 | 1205254.4846 | 1205254.4846 | 0 | 0 | 0 | 0 | 0 | 0 | 0 | 0 | 0 | 0 | 0 | 0 | 0 | 0
| Natural Gas | Natural Gas | 12168874.7077 | 12562049.017 | 12.1689 | 644439.8896 | 644439.8896 | 1640057.9175 | 2624190.9013 | 984132.9838 | -995618.028 | 52561.648 | 1.4% | 0 | 4% | 1.4% | 0.32764 | 0.2149 | 1.3777 | -13557.9577 | 4702.7602 | 12 | Natural Gas | 1.25 | 31268.3527 | 0.542 | 0.188 | 3.52 | 68% | 140 | 51.8 | 110 | 365 | 8.33 | 0.00106 | 63.7174 | 63.7174 | 63.7174 | 63.7174 | 63.7174 | 63.6511 | 63.6511 | 63.6511 | 63.6511 | 63.6511 | 63.6399 | 63.6399 | 0 | 0 | 0 | 0 | 0 | 0 | 0 | 0 | 0 | 0 | 0 | 0 | 0 | 0 | 63.7174 | 63.7174 | 63.7174 | 63.7174 | 63.7174 | 63.6511 | 63.6511 | 63.6511 | 63.6511 | 63.6511 | 63.6399 | 63.6399 | 0 | 0 | 0 | 0 | 0 | 0 | 0 | 0 | 0 | 0 | 0 | 0 | 0 | 0 | 644439.8896 | 712871.186 | 781302.4825 | 849733.7789 | 918165.0754 | 984901.4118 | 1053332.7083 | 1121764.0047 | 1190195.3012 | 1258626.5976 | 1326771.1358 | 1326771.1358 | 0 | 0 | 0 | 0 | 0 | 0 | 0 | 0 | 0 | 0 | 0 | 0 | 0 | 0 | 697001.5376 | 761777.9807 | 826554.4238 | 891330.8669 | 956107.31 | 1019188.7932 | 1083965.2363 | 1148741.6794 | 1213518.1225 | 1278294.5656 | 1342784.2505 | 1342784.2505 | 0 | 0 | 0 | 0 | 0 | 0 | 0 | 0 | 0 | 0 | 0 | 0 | 0 | 0
| Natural Gas | Electricity | 23018532.2626 | 23411706.5719 | 23.0185 | 1494320.1915 | 1494320.1915 | 1640057.9175 | 2624190.9013 | 984132.9838 | -145737.726 | 52561.648 | 1.4% | 0 | 4% | 1.4% | 0.32764 | 0.2149 | 1.3777 | -13557.9577 | 4702.7602 | 12 | Natural Gas | 1.25 | 31268.3527 | 0.542 | 0.188 | 3.52 | 68% | 140 | 51.8 | 110 | 365 | 8.33 | 0.00106 | 63.7174 | 63.7174 | 63.7174 | 63.7174 | 63.7174 | 63.6511 | 63.6511 | 63.6511 | 63.6511 | 63.6511 | 63.6399 | 63.6399 | 0 | 0 | 0 | 0 | 0 | 0 | 0 | 0 | 0 | 0 | 0 | 0 | 0 | 0 | 37.7685 | 35.1423 | 32.5161 | 29.8899 | 27.2636 | 24.6374 | 22.0112 | 19.385 | 16.7588 | 14.1326 | 11.5063 | 11.5063 | 0 | 0 | 0 | 0 | 0 | 0 | 0 | 0 | 0 | 0 | 0 | 0 | 0 | 0 | 1494320.1915 | 1572885.3029 | 1651450.4143 | 1730015.5257 | 1808580.6371 | 1884414.5851 | 1962979.6965 | 2041544.8079 | 2120109.9193 | 2198675.0306 | 2276778.0759 | 2276778.0759 | 0 | 0 | 0 | 0 | 0 | 0 | 0 | 0 | 0 | 0 | 0 | 0 | 0 | 0 | 1546881.8395 | 1621792.0976 | 1696702.3556 | 1771612.6137 | 1846522.8717 | 1918701.9664 | 1993612.2245 | 2068522.4825 | 2143432.7406 | 2218342.9986 | 2292791.1906 | 2292791.1906 | 0 | 0 | 0 | 0 | 0 | 0 | 0 | 0 | 0 | 0 | 0 | 0 | 0 | 0
| Natural Gas | Wood, commercial | 17751391.0045 | 18144565.3138 | 17.7514 | 1109209.8508 | 1109209.8508 | 1640057.9175 | 2624190.9013 | 984132.9838 | -530848.0668 | 52561.648 | 1.4% | 0 | 4% | 1.4% | 0.32764 | 0.2149 | 1.3777 | -13557.9577 | 4702.7602 | 12 | Natural Gas | 1.25 | 31268.3527 | 0.542 | 0.188 | 3.52 | 68% | 140 | 51.8 | 110 | 365 | 8.33 | 0.00106 | 63.7174 | 63.7174 | 63.7174 | 63.7174 | 63.7174 | 63.6511 | 63.6511 | 63.6511 | 63.6511 | 63.6511 | 63.6399 | 63.6399 | 0 | 0 | 0 | 0 | 0 | 0 | 0 | 0 | 0 | 0 | 0 | 0 | 0 | 0 | 37.7763 | 37.7763 | 37.7763 | 37.7763 | 37.7763 | 37.6628 | 37.6628 | 37.6628 | 37.6628 | 37.6628 | 37.585 | 37.585 | 0 | 0 | 0 | 0 | 0 | 0 | 0 | 0 | 0 | 0 | 0 | 0 | 0 | 0 | 1109209.8508 | 1177641.1472 | 1246072.4437 | 1314503.7401 | 1382935.0366 | 1450173.9326 | 1518605.229 | 1587036.5255 | 1655467.8219 | 1723899.1184 | 1792923.0794 | 1792923.0794 | 0 | 0 | 0 | 0 | 0 | 0 | 0 | 0 | 0 | 0 | 0 | 0 | 0 | 0 | 1161771.4988 | 1226547.9419 | 1291324.385 | 1356100.8281 | 1420877.2712 | 1484461.3139 | 1549237.757 | 1614014.2001 | 1678790.6433 | 1743567.0864 | 1808936.194 | 1808936.194 | 0 | 0 | 0 | 0 | 0 | 0 | 0 | 0 | 0 | 0 | 0 | 0 | 0 | 0
| Natural Gas | Unknown | 14578912.579 | 14972086.8884 | 14.5789 | 825807.9544 | 825807.9544 | 1640057.9175 | 2624190.9013 | 984132.9838 | -814249.9631 | 52561.648 | 1.4% | 0 | 4% | 1.4% | 0.32764 | 0.2149 | 1.3777 | -13557.9577 | 4702.7602 | 12 | Natural Gas | 1.25 | 31268.3527 | 0.542 | 0.188 | 3.52 | 68% | 140 | 51.8 | 110 | 365 | 8.33 | 0.00106 | 63.7174 | 63.7174 | 63.7174 | 63.7174 | 63.7174 | 63.6511 | 63.6511 | 63.6511 | 63.6511 | 63.6511 | 63.6399 | 63.6399 | 0 | 0 | 0 | 0 | 0 | 0 | 0 | 0 | 0 | 0 | 0 | 0 | 0 | 0 | blended | blended | blended | blended | blended | blended | blended | blended | blended | blended | blended | blended | 0 | 0 | 0 | 0 | 0 | 0 | 0 | 0 | 0 | 0 | 0 | 0 | 0 | 0 | 825807.9544 | 897583.4098 | 969358.8652 | 1041134.3206 | 1112909.7759 | 1185200.6767 | 1256976.1321 | 1328751.5875 | 1400527.0429 | 1472302.4983 | 1544180.1579 | 1544180.1579 | 0 | 0 | 0 | 0 | 0 | 0 | 0 | 0 | 0 | 0 | 0 | 0 | 0 | 0 | 878369.6024 | 946490.2045 | 1014610.8065 | 1082731.4085 | 1150852.0106 | 1219488.0581 | 1287608.6601 | 1355729.2622 | 1423849.8642 | 1491970.4663 | 1560193.2725 | 1560193.2725 | 0 | 0 | 0 | 0 | 0 | 0 | 0 | 0 | 0 | 0 | 0 | 0 | 0 | 0
CHPWH Tier 1 | Unknown, non-commercial | Oil | 685937.6491 | 1079111.9584 | 0.68594 | -107300.4967 | -107300.4967 | 1293283.0692 | 2277416.0529 | 984132.9838 | -1400583.5659 | 52561.648 | 0% | 0 | 4% | 1.4% | 0.32764 | 0.2149 | 1.3777 | -13557.9577 | 4702.7602 | 12 | Unknown | 1.25 | 31268.3527 | 0.542 | 0.188 | 3.52 | 68% | 140 | 51.8 | 110 | 365 | 8.33 | 0.00106 | blended | blended | blended | blended | blended | blended | blended | blended | blended | blended | blended | blended | blended | 0 | 0 | 0 | 0 | 0 | 0 | 0 | 0 | 0 | 0 | 0 | 0 | 0 | 83.6758 | 83.6758 | 83.6758 | 83.6758 | 83.6758 | 83.1407 | 83.1407 | 83.1407 | 83.1407 | 83.1407 | 83.0516 | 83.0516 | 0 | 0 | 0 | 0 | 0 | 0 | 0 | 0 | 0 | 0 | 0 | 0 | 0 | 0 | -107300.4967 | -77088.8074 | -46877.118 | -16665.4286 | 13546.2608 | 45102.2963 | 75313.9857 | 105525.6751 | 135737.3645 | 165949.0539 | 196347.4317 | 196347.4317 | 0 | 0 | 0 | 0 | 0 | 0 | 0 | 0 | 0 | 0 | 0 | 0 | 0 | 0 | -54738.8487 | -28182.0127 | -1625.1766 | 24931.6594 | 51488.4955 | 79389.6777 | 105946.5137 | 132503.3498 | 159060.1858 | 185617.0219 | 212360.5464 | 212360.5464 | 0 | 0 | 0 | 0 | 0 | 0 | 0 | 0 | 0 | 0 | 0 | 0 | 0 | 0
| Unknown, non-commercial | Propane | 3805569.2373 | 4198743.5466 | 3.8056 | 154648.2944 | 154648.2944 | 1293283.0692 | 2277416.0529 | 984132.9838 | -1138634.7748 | 52561.648 | 0% | 0 | 4% | 1.4% | 0.32764 | 0.2149 | 1.3777 | -13557.9577 | 4702.7602 | 12 | Unknown | 1.25 | 31268.3527 | 0.542 | 0.188 | 3.52 | 68% | 140 | 51.8 | 110 | 365 | 8.33 | 0.00106 | blended | blended | blended | blended | blended | blended | blended | blended | blended | blended | blended | blended | blended | 0 | 0 | 0 | 0 | 0 | 0 | 0 | 0 | 0 | 0 | 0 | 0 | 0 | 73.9048 | 73.9048 | 73.9048 | 73.9048 | 73.9048 | 73.5345 | 73.5345 | 73.5345 | 73.5345 | 73.5345 | 73.4701 | 73.4701 | 0 | 0 | 0 | 0 | 0 | 0 | 0 | 0 | 0 | 0 | 0 | 0 | 0 | 0 | 154648.2944 | 184859.9838 | 215071.6732 | 245283.3625 | 275495.0519 | 303800.1203 | 334011.8097 | 364223.4991 | 394435.1885 | 424646.8779 | 454546.688 | 454546.688 | 0 | 0 | 0 | 0 | 0 | 0 | 0 | 0 | 0 | 0 | 0 | 0 | 0 | 0 | 207209.9424 | 233766.7784 | 260323.6145 | 286880.4505 | 313437.2866 | 338087.5016 | 364644.3377 | 391201.1737 | 417758.0098 | 444314.8459 | 470559.8027 | 470559.8027 | 0 | 0 | 0 | 0 | 0 | 0 | 0 | 0 | 0 | 0 | 0 | 0 | 0 | 0
| Unknown, non-commercial | Natural Gas | 5487449.0482 | 5880623.3575 | 5.4874 | 297665.0412 | 297665.0412 | 1293283.0692 | 2277416.0529 | 984132.9838 | -995618.028 | 52561.648 | 0% | 0 | 4% | 1.4% | 0.32764 | 0.2149 | 1.3777 | -13557.9577 | 4702.7602 | 12 | Unknown | 1.25 | 31268.3527 | 0.542 | 0.188 | 3.52 | 68% | 140 | 51.8 | 110 | 365 | 8.33 | 0.00106 | blended | blended | blended | blended | blended | blended | blended | blended | blended | blended | blended | blended | blended | 0 | 0 | 0 | 0 | 0 | 0 | 0 | 0 | 0 | 0 | 0 | 0 | 0 | 63.7174 | 63.7174 | 63.7174 | 63.7174 | 63.7174 | 63.6511 | 63.6511 | 63.6511 | 63.6511 | 63.6511 | 63.6399 | 63.6399 | 0 | 0 | 0 | 0 | 0 | 0 | 0 | 0 | 0 | 0 | 0 | 0 | 0 | 0 | 297665.0412 | 327876.7306 | 358088.42 | 388300.1094 | 418511.7988 | 442147.4293 | 472359.1187 | 502570.8081 | 532782.4975 | 562994.1868 | 592076.454 | 592076.454 | 0 | 0 | 0 | 0 | 0 | 0 | 0 | 0 | 0 | 0 | 0 | 0 | 0 | 0 | 350226.6892 | 376783.5253 | 403340.3613 | 429897.1974 | 456454.0334 | 476434.8106 | 502991.6467 | 529548.4827 | 556105.3188 | 582662.1548 | 608089.5686 | 608089.5686 | 0 | 0 | 0 | 0 | 0 | 0 | 0 | 0 | 0 | 0 | 0 | 0 | 0 | 0
| Unknown, non-commercial | Electricity | 16337106.6031 | 16730280.9124 | 16.3371 | 1147545.3431 | 1147545.3431 | 1293283.0692 | 2277416.0529 | 984132.9838 | -145737.726 | 52561.648 | 0% | 0 | 4% | 1.4% | 0.32764 | 0.2149 | 1.3777 | -13557.9577 | 4702.7602 | 12 | Unknown | 1.25 | 31268.3527 | 0.542 | 0.188 | 3.52 | 68% | 140 | 51.8 | 110 | 365 | 8.33 | 0.00106 | blended | blended | blended | blended | blended | blended | blended | blended | blended | blended | blended | blended | blended | 0 | 0 | 0 | 0 | 0 | 0 | 0 | 0 | 0 | 0 | 0 | 0 | 0 | 37.7685 | 35.1423 | 32.5161 | 29.8899 | 27.2636 | 24.6374 | 22.0112 | 19.385 | 16.7588 | 14.1326 | 11.5063 | 11.5063 | 0 | 0 | 0 | 0 | 0 | 0 | 0 | 0 | 0 | 0 | 0 | 0 | 0 | 0 | 1147545.3431 | 1187890.8475 | 1228236.3518 | 1268581.8561 | 1308927.3605 | 1341660.6025 | 1382006.1069 | 1422351.6112 | 1462697.1155 | 1503042.6199 | 1542083.394 | 1542083.394 | 0 | 0 | 0 | 0 | 0 | 0 | 0 | 0 | 0 | 0 | 0 | 0 | 0 | 0 | 1200106.9911 | 1236797.6421 | 1273488.2931 | 1310178.9441 | 1346869.5951 | 1375947.9839 | 1412638.6349 | 1449329.2859 | 1486019.9369 | 1522710.5879 | 1558096.5087 | 1558096.5087 | 0 | 0 | 0 | 0 | 0 | 0 | 0 | 0 | 0 | 0 | 0 | 0 | 0 | 0
| Unknown, non-commercial | Wood, commercial | 11069965.345 | 11463139.6543 | 11.07 | 762435.0024 | 762435.0024 | 1293283.0692 | 2277416.0529 | 984132.9838 | -530848.0668 | 52561.648 | 0% | 0 | 4% | 1.4% | 0.32764 | 0.2149 | 1.3777 | -13557.9577 | 4702.7602 | 12 | Unknown | 1.25 | 31268.3527 | 0.542 | 0.188 | 3.52 | 68% | 140 | 51.8 | 110 | 365 | 8.33 | 0.00106 | blended | blended | blended | blended | blended | blended | blended | blended | blended | blended | blended | blended | blended | 0 | 0 | 0 | 0 | 0 | 0 | 0 | 0 | 0 | 0 | 0 | 0 | 0 | 37.7763 | 37.7763 | 37.7763 | 37.7763 | 37.7763 | 37.6628 | 37.6628 | 37.6628 | 37.6628 | 37.6628 | 37.585 | 37.585 | 0 | 0 | 0 | 0 | 0 | 0 | 0 | 0 | 0 | 0 | 0 | 0 | 0 | 0 | 762435.0024 | 792646.6918 | 822858.3812 | 853070.0706 | 883281.76 | 907419.95 | 937631.6394 | 967843.3288 | 998055.0182 | 1028266.7076 | 1058228.3975 | 1058228.3975 | 0 | 0 | 0 | 0 | 0 | 0 | 0 | 0 | 0 | 0 | 0 | 0 | 0 | 0 | 814996.6504 | 841553.4864 | 868110.3225 | 894667.1586 | 921223.9946 | 941707.3314 | 968264.1674 | 994821.0035 | 1021377.8395 | 1047934.6756 | 1074241.5122 | 1074241.5122 | 0 | 0 | 0 | 0 | 0 | 0 | 0 | 0 | 0 | 0 | 0 | 0 | 0 | 0
| Unknown, non-commercial | Unknown | 7897486.9195 | 8290661.2289 | 7.8975 | 479033.106 | 479033.106 | 1293283.0692 | 2277416.0529 | 984132.9838 | -814249.9631 | 52561.648 | 0% | 0 | 4% | 1.4% | 0.32764 | 0.2149 | 1.3777 | -13557.9577 | 4702.7602 | 12 | Unknown | 1.25 | 31268.3527 | 0.542 | 0.188 | 3.52 | 68% | 140 | 51.8 | 110 | 365 | 8.33 | 0.00106 | blended | blended | blended | blended | blended | blended | blended | blended | blended | blended | blended | blended | blended | 0 | 0 | 0 | 0 | 0 | 0 | 0 | 0 | 0 | 0 | 0 | 0 | 0 | blended | blended | blended | blended | blended | blended | blended | blended | blended | blended | blended | blended | 0 | 0 | 0 | 0 | 0 | 0 | 0 | 0 | 0 | 0 | 0 | 0 | 0 | 0 | 479033.106 | 512588.9544 | 546144.8027 | 579700.651 | 613256.4993 | 642446.6942 | 676002.5425 | 709558.3908 | 743114.2391 | 776670.0875 | 809485.476 | 809485.476 | 0 | 0 | 0 | 0 | 0 | 0 | 0 | 0 | 0 | 0 | 0 | 0 | 0 | 0 | 531594.754 | 561495.749 | 591396.744 | 621297.739 | 651198.734 | 676734.0755 | 706635.0705 | 736536.0655 | 766437.0605 | 796338.0555 | 825498.5907 | 825498.5907 | 0 | 0 | 0 | 0 | 0 | 0 | 0 | 0 | 0 | 0 | 0 | 0 | 0 | 0
Table 19. NEEA CHPWH System Efficiency Tiers
[22 empty] | Tier | Minimum CCE
[22 empty] | Tier 1 | 2
[22 empty] | Tier 2 | 2.3
[22 empty] | Tier 3 | 2.6
[22 empty] | Tier 4 | 3
[22 empty] | Tier 5 | 3.5
Table 21. Vermont Water Heating Fuel Mix and Average Efficiency, C/I Buildings
[22 empty] | Water Heating Fuel | Fuel Mix | Average Efficiency (EFave)
[22 empty] | Oil | 11% | 0.77
[22 empty] | Propane (LP) | 32% | 0.77
[22 empty] | Natural Gas | 15% | 0.77
[22 empty] | Electricity | 42% | 0.94
Table 22. Vermont Primary Heating Fuel Mix and Average Heating Efficiency, C/I Buildings
[22 empty] | Heating Fuel | %Fuelsh | Average Space Heating Efficiency (ηave)
[22 empty] | Oil | 15% | 0.81
[22 empty] | Propane (LP) | 29% | 0.88
[22 empty] | Natural Gas (NG) | 22% | 0.88
[22 empty] | Electricity | 33% | 3.66
[22 empty] | Wood | 1% | 0.75
Table 23. Percentage of C/I Customers with Cooling
[22 empty] | Air Conditioning? | %Cool
[22 empty] | Yes | 100%
[22 empty] | No | 0%
[22 empty] | Unknown | 68%
Table 24. Assumed Domestic Hot Water Consumption by Building Type
[22 empty] | Building Type | Default GPD | Rate | Notes/Assumptions | Source
[22 empty] | Assembly | 239 | 7.02 GPD per 1,000 SF | Assumes 10% hot water, 34,000 SF | EIA[1]: Public Assembly
[22 empty] | Auto Repair | 25 | 4.89 GPD per 1,000 SF | Assumes 10% hot water, 5,150 SF | EIA: Other
[22 empty] | Big Box Retail | 448 | 3.43 GPD per 1,000 SF | Assumes 10% hot water, 130,500 SF | EIA: Mercantile
[22 empty] | Community College | 1520 | 1.9 GPD per person | Assumes 800 students | NREL[2]: School with Showers
[22 empty] | Dormitory | 8600 | 17.2 GPD per resident | Assumes 500 residents | Water Research Foundation[3]
[22 empty] | Elementary School | 250 | 0.5 GPD per student | Assumes 500 students | NREL: School
[22 empty] | Fast Food Restaurant | 500 | 500 GPD per restaurant |  | FSTC[4]: Quick Service
[22 empty] | Full-Service Restaurant | 2500 | 2,500 GPD per restaurant |  | FSTC: Full Service
[22 empty] | Grocery | 172 | 3.43 GPD per 1,000 SF | Assumes 10% hot water, 50,000 SF | EIA: Mercantile
[22 empty] | High School | 1520 | 1.9 GPD per person | Assumes 800 students | NREL: School with Showers
[22 empty] | Hospital | 16938 | 54.42 GPD per 1,000 SF | Assumes 40% hot water, 250,000 SF | EIA: Health Care, Inpatient
[22 empty] | Hotel | 9104 | 45.52 GPD per 1,000 SF | Assumes 40% hot water, 200,000 SF | EIA: Lodging
[22 empty] | Large Office | 550 | 1.1 GPD per person | Assumes 500 people | NREL: Office
[22 empty] | Large Retail | 446 | 3.43 GPD per 1,000 SF | Assumes 10% hot water, 130,000 SF | EIA: Mercantile
[22 empty] | Light Industrial | 489 | 4.89 GPD per 1,000 SF | Assumes 10% hot water, 100,000 SF | EIA: Other
[22 empty] | Motel | 1366 | 45.52 GPD per 1,000 SF | Assumes 40% hot water, 30,000 SF | EIA: Lodging
[22 empty] | Multifamily High-Rise | 3440 | 34.4 GPD per unit | Assumes 100 units | NY MF Baseline Study[5]
[22 empty] | Multifamily Low-Rise | 413 | 34.4 GPD per unit | Assumes 12 units | NY MF Baseline Study
[22 empty] | Refrigerated Warehouse | 86 | 0.93 GPD per 1,000 SF | Assumes 10% hot water, 92,000 SF | EIA: Warehouse and Storage
[22 empty] | Religious | 77 | 7.02 GPD per 1,000 SF | Assumes 10% hot water, 11,000 SF | EIA: Public Assembly
[22 empty] | Small Office | 110 | 1.1 GPD per person | Assumes 100 people | NREL: Office
[22 empty] | Small Retail | 27 | 3.43 GPD per 1,000 SF | Assumes 10% hot water, 8,000 SF | EIA: Mercantile
[22 empty] | University | 1000 | 0.5 GPD per student | Assumes 2,000 students | NREL: School
[22 empty] | Warehouse | 465 | 0.93 GPD per 1,000 SF | Assumes 10% hot water, 500,000 SF | EIA: Warehouse and Storage
[22 empty] | Other | Cal-culate | 4.89 GPD per 1,000 SF | Assumes 10% hot water | EIA: Other
[1] U.S. Energy Information Administration, 2012 Commercial Buildings Energy Consumption Survey: Water Consumption in Large Buildings, Table WD1. Daily water consumption in large commercial buildings, 2012.
[2] National Renewable Energy Laboratory, Saving Energy in Commercial Buildings: Domestic Hot Water Assessment Guidelines, Table 1. Hot Water Use By Building Type, June 2011.
[3] Water Research Foundation: Residential End Uses of Water, Version 2, April 2016.
[4] Food Service Technology Center, Design Guide – Energy Efficient Heating, Delivery and Use, Table 1. Typical hot water system cost for restaurants, March 2010.
[5] Residential Statewide Baseline Study of New York State, July 2015. Volume 2: Multifamily Report, Table 8.

## CI_DOHW_LFFA
Characterization: | CI_DOHW_LFFA
C/I Low Flow Faucet Aerators
Assumptions:
▪ CO2e reductions are calculated assuming the average water heating fuel mix in Table 26
▪ Water heater efficiencies per Table 26
▪ Building type unknown
helper row
[8 empty] | 2025 First Year Savings | Affected Fuel Adders |  | Mixed Baseline Scenario Adders | [19 empty] | Lifecycle Carbon Intensity - With Adder (gCO2e/MJ) | [25 empty] | Lifetime CO2e Reductions, Total [g]
Program Delivery Type | Faucet Type | Baseline Condition | Proposed Condition | Existing DHW Fuel | Lifetime CO2e Reductions, Thermal Sector [g] | Lifetime CO2e Reductions, Total [g] | Lifetime Credits | ΔCO2e_direct | CI' | TDL | TDLelec | TDLng | CI' prop | CI' oil | CI' wood | ΔEwhl [MJ] | Measure Life | Water Heating Fuel | GPMBase | GPMLow | ThrottleBase | ThrottleLow | min/Hour | Hours/Day | Days/Year | Tfaucet | Tinlet | ISR | Specific heat of water | MJ/BTU | 2025 | 2026 | 2027 | 2028 | 2029 | 2030 | 2031 | 2032 | 2033 | 2034 | 2035 | 2036 | 2037 | 2038 | 2039 | 2040 | 2041 | 2042 | 2043 | 2044 | 2045 | 2046 | 2047 | 2048 | 2049 | 2050 | 2025 | 2026 | 2027 | 2028 | 2029 | 2030 | 2031 | 2032 | 2033 | 2034 | 2035 | 2036 | 2037 | 2038 | 2039 | 2040 | 2041 | 2042 | 2043 | 2044 | 2045 | 2046 | 2047 | 2048 | 2049 | 2050
Direct Install | Kitchen | 2.2 GPM aerator | 1.5 GPM aerator | Unknown, commercial | 380506.9198 | 380506.9198 | 0.38051 | 40115.9468 | 0 | 0% | 4% | 1.4% | 0.32764 | 0.2149 | 1.3777 | 658.4514 | 10 | Unknown | 2.2 | 1.5 | 83% | 95% | 60 | 0.25 | 302 | 93 | 51.8 | 100% | 8.3 | 0.00106 | blended | blended | blended | blended | blended | blended | blended | blended | blended | blended | blended | blended | blended | blended | blended | blended | blended | blended | blended | blended | blended | blended | blended | blended | blended | blended | 40115.9468 | 39673.5248 | 39231.1028 | 38788.6808 | 38346.2588 | 37755.1251 | 37312.7031 | 36870.2811 | 36427.8592 | 35985.4372 | 0 | 0 | 0 | 0 | 0 | 0 | 0 | 0 | 0 | 0 | 0 | 0 | 0 | 0 | 0 | 0
Direct Install | Bath | 2.2 GPM aerator | 1.0 GPM aerator | Unknown, commercial | 690003.3236 | 690003.3236 | 0.69 | 72745.4224 | 0 | 0% | 4% | 1.4% | 0.32764 | 0.2149 | 1.3777 | 1194.0221 | 10 | Unknown | 2.2 | 1 | 83% | 95% | 60 | 0.25 | 302 | 86 | 51.8 | 100% | 8.3 | 0.00106 | blended | blended | blended | blended | blended | blended | blended | blended | blended | blended | blended | blended | blended | blended | blended | blended | blended | blended | blended | blended | blended | blended | blended | blended | blended | blended | 72745.4224 | 71943.1436 | 71140.8648 | 70338.5859 | 69536.3071 | 68464.3576 | 67662.0788 | 66859.7999 | 66057.5211 | 65255.2423 | 0 | 0 | 0 | 0 | 0 | 0 | 0 | 0 | 0 | 0 | 0 | 0 | 0 | 0 | 0 | 0
New Construction | Kitchen | 1.5 GPM aerator | 1.3 GPM aerator | Unknown, commercial | 9488.9506 | 9488.9506 | 0.009489 | 1000.3977 | 0 | 0% | 4% | 1.4% | 0.32764 | 0.2149 | 1.3777 | 16.4202 | 10 | Unknown | 1.5 | 1.3 | 83% | 95% | 60 | 0.25 | 302 | 93 | 51.8 | 100% | 8.3 | 0.00106 | blended | blended | blended | blended | blended | blended | blended | blended | blended | blended | blended | blended | blended | blended | blended | blended | blended | blended | blended | blended | blended | blended | blended | blended | blended | blended | 1000.3977 | 989.3647 | 978.3317 | 967.2988 | 956.2658 | 941.5243 | 930.4914 | 919.4584 | 908.4254 | 897.3924 | 0 | 0 | 0 | 0 | 0 | 0 | 0 | 0 | 0 | 0 | 0 | 0 | 0 | 0 | 0 | 0
New Construction | Bath | 1.5 GPM aerator | 1.3 GPM aerator | Unknown, commercial | 7876.7503 | 7876.7503 | 0.0078768 | 830.4272 | 0 | 0% | 4% | 1.4% | 0.32764 | 0.2149 | 1.3777 | 13.6304 | 10 | Unknown | 1.5 | 1.3 | 83% | 95% | 60 | 0.25 | 302 | 86 | 51.8 | 100% | 8.3 | 0.00106 | blended | blended | blended | blended | blended | blended | blended | blended | blended | blended | blended | blended | blended | blended | blended | blended | blended | blended | blended | blended | blended | blended | blended | blended | blended | blended | 830.4272 | 821.2688 | 812.1103 | 802.9519 | 793.7935 | 781.5566 | 772.3982 | 763.2397 | 754.0813 | 744.9229 | 0 | 0 | 0 | 0 | 0 | 0 | 0 | 0 | 0 | 0 | 0 | 0 | 0 | 0 | 0 | 0
Free Products | Kitchen | 2.2 GPM aerator | 1.5 GPM aerator | Unknown, commercial | 235914.2903 | 235914.2903 | 0.23591 | 24871.887 | 0 | 0% | 4% | 1.4% | 0.32764 | 0.2149 | 1.3777 | 408.2399 | 10 | Unknown | 2.2 | 1.5 | 83% | 95% | 60 | 0.25 | 302 | 93 | 51.8 | 62% | 8.3 | 0.00106 | blended | blended | blended | blended | blended | blended | blended | blended | blended | blended | blended | blended | blended | blended | blended | blended | blended | blended | blended | blended | blended | blended | blended | blended | blended | blended | 24871.887 | 24597.5854 | 24323.2837 | 24048.9821 | 23774.6805 | 23408.1776 | 23133.8759 | 22859.5743 | 22585.2727 | 22310.971 | 0 | 0 | 0 | 0 | 0 | 0 | 0 | 0 | 0 | 0 | 0 | 0 | 0 | 0 | 0 | 0
Free Products | Bath | 2.2 GPM aerator | 1.0 GPM aerator | Unknown, commercial | 427802.0607 | 427802.0607 | 0.4278 | 45102.1619 | 0 | 0% | 4% | 1.4% | 0.32764 | 0.2149 | 1.3777 | 740.2937 | 10 | Unknown | 2.2 | 1 | 83% | 95% | 60 | 0.25 | 302 | 86 | 51.8 | 62% | 8.3 | 0.00106 | blended | blended | blended | blended | blended | blended | blended | blended | blended | blended | blended | blended | blended | blended | blended | blended | blended | blended | blended | blended | blended | blended | blended | blended | blended | blended | 45102.1619 | 44604.749 | 44107.3362 | 43609.9233 | 43112.5104 | 42447.9017 | 41950.4888 | 41453.076 | 40955.6631 | 40458.2502 | 0 | 0 | 0 | 0 | 0 | 0 | 0 | 0 | 0 | 0 | 0 | 0 | 0 | 0 | 0 | 0
Dropship | Kitchen | 2.2 GPM aerator | 1.5 GPM aerator | Unknown, commercial | 342456.2278 | 342456.2278 | 0.34246 | 36104.3521 | 0 | 0% | 4% | 1.4% | 0.32764 | 0.2149 | 1.3777 | 592.6063 | 10 | Unknown | 2.2 | 1.5 | 83% | 95% | 60 | 0.25 | 302 | 93 | 51.8 | 90% | 8.3 | 0.00106 | blended | blended | blended | blended | blended | blended | blended | blended | blended | blended | blended | blended | blended | blended | blended | blended | blended | blended | blended | blended | blended | blended | blended | blended | blended | blended | 36104.3521 | 35706.1723 | 35307.9925 | 34909.8127 | 34511.6329 | 33979.6126 | 33581.4328 | 33183.253 | 32785.0732 | 32386.8934 | 0 | 0 | 0 | 0 | 0 | 0 | 0 | 0 | 0 | 0 | 0 | 0 | 0 | 0 | 0 | 0
Dropship | Bath | 2.2 GPM aerator | 1.0 GPM aerator | Unknown, commercial | 621002.9913 | 621002.9913 | 0.621 | 65470.8802 | 0 | 0% | 4% | 1.4% | 0.32764 | 0.2149 | 1.3777 | 1074.6199 | 10 | Unknown | 2.2 | 1 | 83% | 95% | 60 | 0.25 | 302 | 86 | 51.8 | 90% | 8.3 | 0.00106 | blended | blended | blended | blended | blended | blended | blended | blended | blended | blended | blended | blended | blended | blended | blended | blended | blended | blended | blended | blended | blended | blended | blended | blended | blended | blended | 65470.8802 | 64748.8292 | 64026.7783 | 63304.7274 | 62582.6764 | 61617.9218 | 60895.8709 | 60173.82 | 59451.769 | 58729.7181 | 0 | 0 | 0 | 0 | 0 | 0 | 0 | 0 | 0 | 0 | 0 | 0 | 0 | 0 | 0 | 0
Table 26. Vermont Water Heating Fuel Mix and Average Recovery Efficiency, C/I Buildings
[17 empty] | Water Heating Fuel | %Fuel | Recovery Efficiency (REfuel)
[17 empty] | Electricity | 42% | 1.71
[17 empty] | Propane | 32% | 0.83
[17 empty] | Natural Gas | 15% | 0.83
[17 empty] | Oil | 11% | 0.83
Table 27. Operating Days per Year by Facility Type
[17 empty] | Facility Type | Days/Year
[17 empty] | Community College | 283
[17 empty] | Fast Food | 363
[17 empty] | Full Restaurant | 321
[17 empty] | Grocery | 365
[17 empty] | Hospital | 365
[17 empty] | Hotel | 365
[17 empty] | Miscellaneous | 365
[17 empty] | Primary School | 180
[17 empty] | Secondary School | 180
[17 empty] | Small Office | 250
[17 empty] | University | 283
[17 empty] | Unknown | 302
Table 28. Low Flow Faucet Aerator ISRs
[17 empty] | Program Delivery Type | ISR
[17 empty] | Direct Install | 100%
[17 empty] | New Construction | 100%
[17 empty] | Free Products | 62%
[17 empty] | Dropship | 90%

## CI_DOHW_LFSH
Characterization: | CI_DOHW_LFSH
C/I Low Flow Showerhead
Assumptions:
▪ Average water heating fuel mix in Table 30
▪ Water heater efficiencies per Table 30
▪ One shower taken per day for 365 days per year (example only, not a deemed parameter)
▪ Hot water heating fuel is unknown/not collected
helper row
[7 empty] | 2025 First Year Savings | Affected Fuel Adders |  | Mixed Baseline Scenario Adders | [17 empty] | Lifecycle Carbon Intensity - With Adder (gCO2e/MJ) | [25 empty] | Lifetime CO2e Reductions, Total [g]
Program Delivery Type | Baseline Condition | Proposed Condition | Existing DHW Fuel | Lifetime CO2e Reductions, Thermal Sector [g] | Lifetime CO2e Reductions, Total [g] | Lifetime Credits | ΔCO2e | CI' | TDL | TDLelec | TDLng | CI' prop | CI' oil | CI' wood | ΔEwhl [MJ] | Measure Life | Water Heating Fuel | GPMBase | GPMLow | Minutes/Shower | Uses/Day | Days/Year | Tsh | Tinlet | ISR | Specific heat of water | MJ/BTU | 2025 | 2026 | 2027 | 2028 | 2029 | 2030 | 2031 | 2032 | 2033 | 2034 | 2035 | 2036 | 2037 | 2038 | 2039 | 2040 | 2041 | 2042 | 2043 | 2044 | 2045 | 2046 | 2047 | 2048 | 2049 | 2050 | 2025 | 2026 | 2027 | 2028 | 2029 | 2030 | 2031 | 2032 | 2033 | 2034 | 2035 | 2036 | 2037 | 2038 | 2039 | 2040 | 2041 | 2042 | 2043 | 2044 | 2045 | 2046 | 2047 | 2048 | 2049 | 2050
Direct Install | 2.5 GPM showerhead | 1.5 GPM showerhead | Unknown, commercial | 712156.3291 | 712156.3291 | 0.71216 | 75080.9615 | 0 | 0% | 4% | 1.4% | 0.32764 | 0.2149 | 1.3777 | 1232.357 | 10 | Unknown | 2.5 | 1.5 | 7.8 | 1 | 365 | 101 | 51.8 | 100% | 8.3 | 0.00106 | blended | blended | blended | blended | blended | blended | blended | blended | blended | blended | blended | blended | blended | blended | blended | blended | blended | blended | blended | blended | blended | blended | blended | blended | blended | blended | 75080.9615 | 74252.925 | 73424.8885 | 72596.852 | 71768.8155 | 70662.4503 | 69834.4138 | 69006.3773 | 68178.3408 | 67350.3043 | 0 | 0 | 0 | 0 | 0 | 0 | 0 | 0 | 0 | 0 | 0 | 0 | 0 | 0 | 0 | 0
New Construction | 2.0 GPM showerhead | 1.8 GPM showerhead | Unknown, commercial | 142431.2658 | 142431.2658 | 0.14243 | 15016.1923 | 0 | 0% | 4% | 1.4% | 0.32764 | 0.2149 | 1.3777 | 246.4714 | 10 | Unknown | 2 | 1.8 | 7.8 | 1 | 365 | 101 | 51.8 | 100% | 8.3 | 0.00106 | blended | blended | blended | blended | blended | blended | blended | blended | blended | blended | blended | blended | blended | blended | blended | blended | blended | blended | blended | blended | blended | blended | blended | blended | blended | blended | 15016.1923 | 14850.585 | 14684.9777 | 14519.3704 | 14353.7631 | 14132.4901 | 13966.8828 | 13801.2755 | 13635.6682 | 13470.0609 | 0 | 0 | 0 | 0 | 0 | 0 | 0 | 0 | 0 | 0 | 0 | 0 | 0 | 0 | 0 | 0
Free Products | 2.5 GPM showerhead | 1.5 GPM showerhead | Unknown, commercial | 398807.5443 | 398807.5443 | 0.39881 | 42045.3385 | 0 | 0% | 4% | 1.4% | 0.32764 | 0.2149 | 1.3777 | 690.1199 | 10 | Unknown | 2.5 | 1.5 | 7.8 | 1 | 365 | 101 | 51.8 | 56% | 8.3 | 0.00106 | blended | blended | blended | blended | blended | blended | blended | blended | blended | blended | blended | blended | blended | blended | blended | blended | blended | blended | blended | blended | blended | blended | blended | blended | blended | blended | 42045.3385 | 41581.638 | 41117.9376 | 40654.2371 | 40190.5367 | 39570.9722 | 39107.2717 | 38643.5713 | 38179.8708 | 37716.1704 | 0 | 0 | 0 | 0 | 0 | 0 | 0 | 0 | 0 | 0 | 0 | 0 | 0 | 0 | 0 | 0
Dropship | 2.5 GPM showerhead | 1.5 GPM showerhead | Unknown, commercial | 640940.6962 | 640940.6962 | 0.64094 | 67572.8654 | 0 | 0% | 4% | 1.4% | 0.32764 | 0.2149 | 1.3777 | 1109.1213 | 10 | Unknown | 2.5 | 1.5 | 7.8 | 1 | 365 | 101 | 51.8 | 90% | 8.3 | 0.00106 | blended | blended | blended | blended | blended | blended | blended | blended | blended | blended | blended | blended | blended | blended | blended | blended | blended | blended | blended | blended | blended | blended | blended | blended | blended | blended | 67572.8654 | 66827.6325 | 66082.3997 | 65337.1668 | 64591.9339 | 63596.2053 | 62850.9724 | 62105.7396 | 61360.5067 | 60615.2739 | 0 | 0 | 0 | 0 | 0 | 0 | 0 | 0 | 0 | 0 | 0 | 0 | 0 | 0 | 0 | 0
Table 30. Vermont Water Heating Fuel Mix and Average Recovery Efficiency, C/I Buildings
[16 empty] | Water Heating Fuel | %Fuel | Recovery Efficiency (REfuel, ηave)
[16 empty] | Oil | 11% | 0.83
[16 empty] | Propane (LP) | 32% | 0.83
[16 empty] | Natural Gas | 15% | 0.83
[16 empty] | Electricity | 42% | 1.71
Table 31. Low Flow Showerhead ISRs
[16 empty] | Program Delivery Type | ISR
[16 empty] | Direct Install | 100%
[16 empty] | New Construction | 100%
[16 empty] | Free Products | 56%
[16 empty] | Dropship | 90%

## CI_DOHW_SOWH
Characterization: | CI_DOHW_SOWH
C/I Solar Water Heater
Assumptions:
▪ Baseline and backup water heater fuels are the same
▪ Baseline water heater efficiency by fuel per Table 33
▪ Small office building, 110 gallons of DHW consumed daily
NOTE: Red indicates text to be added to TRM
helper row
[6 empty] | 2025 First Year Savings |  |  |  | Affected Fuel Adders |  | Mixed Baseline Scenario Adders | [17 empty] | Affected Fuel Lifecycle Carbon Intensity - With Adder (gCO2e/MJ) | [25 empty] | Lifetime CO2e Reductions, Total [g]
Backup Fuel | SUEF Range | Assumed SUEF | Lifetime CO2e Reductions, Thermal [g] | Lifetime CO2e Reductions, Total [g] | Lifetime Credits | ΔCO2e | ΔCO2edirect | CO2ebase | CO2eSWH | TDL | CI' | TDLelec | TDLng | CI' prop | CI' oil | CI' wood | Ebase [MJ] | ESWH [MJ] | Measure Life | Baseline Dryer Fuel Type | Qload [MJ] | EFmin | SUEF | Tset | Tinletet | GPD/Unit | Days | Specific Heat of Water | MJ/BTU | 2025 | 2026 | 2027 | 2028 | 2029 | 2030 | 2031 | 2032 | 2033 | 2034 | 2035 | 2036 | 2037 | 2038 | 2039 | 2040 | 2041 | 2042 | 2043 | 2044 | 2045 | 2046 | 2047 | 2048 | 2049 | 2050 | 2025 | 2026 | 2027 | 2028 | 2029 | 2030 | 2031 | 2032 | 2033 | 2034 | 2035 | 2036 | 2037 | 2038 | 2039 | 2040 | 2041 | 2042 | 2043 | 2044 | 2045 | 2046 | 2047 | 2048 | 2049 | 2050
Oil | 1.0 to < 1.5 | 1.25 | 23420191.9084 | 23420191.9084 | 23.4202 | 1177381.7107 | 1177381.7107 | 3270504.752 | 2093123.0413 | 0% | 0.2149 | 4% | 1.4% | 0.32764 | 0.2149 | 1.3777 | 39085.4408 | 25014.6821 | 20 | Delivered | 31268.3527 | 0.8 | 1.25 | 140 | 51.8 | 110 | 365 | 8.33 | 0.00106 | 83.6758 | 83.6758 | 83.6758 | 83.6758 | 83.6758 | 83.1407 | 83.1407 | 83.1407 | 83.1407 | 83.1407 | 83.0516 | 83.0516 | 83.0516 | 83.0516 | 83.0516 | 83.0236 | 83.0236 | 83.0236 | 83.0236 | 83.0236 | 0 | 0 | 0 | 0 | 0 | 0 | 1177381.7107 | 1177381.7107 | 1177381.7107 | 1177381.7107 | 1177381.7107 | 1169852.4585 | 1169852.4585 | 1169852.4585 | 1169852.4585 | 1169852.4585 | 1168598.7176 | 1168598.7176 | 1168598.7176 | 1168598.7176 | 1168598.7176 | 1168205.4948 | 1168205.4948 | 1168205.4948 | 1168205.4948 | 1168205.4948 | 0 | 0 | 0 | 0 | 0 | 0
Oil | 1.5 to < 2.0 | 1.75 | 35316162.4015 | 35316162.4015 | 35.3162 | 1775416.8654 | 1775416.8654 | 3270504.752 | 1495087.8866 | 0% | 0.2149 | 4% | 1.4% | 0.32764 | 0.2149 | 1.3777 | 39085.4408 | 17867.6301 | 20 | Delivered | 31268.3527 | 0.8 | 1.75 | 140 | 51.8 | 110 | 365 | 8.33 | 0.00106 | 83.6758 | 83.6758 | 83.6758 | 83.6758 | 83.6758 | 83.1407 | 83.1407 | 83.1407 | 83.1407 | 83.1407 | 83.0516 | 83.0516 | 83.0516 | 83.0516 | 83.0516 | 83.0236 | 83.0236 | 83.0236 | 83.0236 | 83.0236 | 0 | 0 | 0 | 0 | 0 | 0 | 1775416.8654 | 1775416.8654 | 1775416.8654 | 1775416.8654 | 1775416.8654 | 1764063.2311 | 1764063.2311 | 1764063.2311 | 1764063.2311 | 1764063.2311 | 1762172.6694 | 1762172.6694 | 1762172.6694 | 1762172.6694 | 1762172.6694 | 1761579.7144 | 1761579.7144 | 1761579.7144 | 1761579.7144 | 1761579.7144 | 0 | 0 | 0 | 0 | 0 | 0
Oil | 2 to < 2.5 | 2.25 | 41925034.8977 | 41925034.8977 | 41.925 | 2107658.618 | 2107658.618 | 3270504.752 | 1162846.1341 | 0% | 0.2149 | 4% | 1.4% | 0.32764 | 0.2149 | 1.3777 | 39085.4408 | 13897.0456 | 20 | Delivered | 31268.3527 | 0.8 | 2.25 | 140 | 51.8 | 110 | 365 | 8.33 | 0.00106 | 83.6758 | 83.6758 | 83.6758 | 83.6758 | 83.6758 | 83.1407 | 83.1407 | 83.1407 | 83.1407 | 83.1407 | 83.0516 | 83.0516 | 83.0516 | 83.0516 | 83.0516 | 83.0236 | 83.0236 | 83.0236 | 83.0236 | 83.0236 | 0 | 0 | 0 | 0 | 0 | 0 | 2107658.618 | 2107658.618 | 2107658.618 | 2107658.618 | 2107658.618 | 2094180.327 | 2094180.327 | 2094180.327 | 2094180.327 | 2094180.327 | 2091935.976 | 2091935.976 | 2091935.976 | 2091935.976 | 2091935.976 | 2091232.0586 | 2091232.0586 | 2091232.0586 | 2091232.0586 | 2091232.0586 | 0 | 0 | 0 | 0 | 0 | 0
Oil | 2.5 or greater | 3 | 47707798.3319 | 47707798.3319 | 47.7078 | 2398370.1515 | 2398370.1515 | 3270504.752 | 872134.6005 | 0% | 0.2149 | 4% | 1.4% | 0.32764 | 0.2149 | 1.3777 | 39085.4408 | 10422.7842 | 20 | Delivered | 31268.3527 | 0.8 | 3 | 140 | 51.8 | 110 | 365 | 8.33 | 0.00106 | 83.6758 | 83.6758 | 83.6758 | 83.6758 | 83.6758 | 83.1407 | 83.1407 | 83.1407 | 83.1407 | 83.1407 | 83.0516 | 83.0516 | 83.0516 | 83.0516 | 83.0516 | 83.0236 | 83.0236 | 83.0236 | 83.0236 | 83.0236 | 0 | 0 | 0 | 0 | 0 | 0 | 2398370.1515 | 2398370.1515 | 2398370.1515 | 2398370.1515 | 2398370.1515 | 2383032.7859 | 2383032.7859 | 2383032.7859 | 2383032.7859 | 2383032.7859 | 2380478.8692 | 2380478.8692 | 2380478.8692 | 2380478.8692 | 2380478.8692 | 2379677.8598 | 2379677.8598 | 2379677.8598 | 2379677.8598 | 2379677.8598 | 0 | 0 | 0 | 0 | 0 | 0
Natural Gas | 1.0 to < 1.5 | 1.25 | 18169589.9559 | 18169589.9559 | 18.1696 | 909282.1473 | 909282.1473 | 2525783.7425 | 1616501.5952 | 1.4% | 0 | 4% | 1.4% | 0.32764 | 0.2149 | 1.3777 | 39085.4408 | 25014.6821 | 20 | Natural Gas | 31268.3527 | 0.8 | 1.25 | 140 | 51.8 | 110 | 365 | 8.33 | 0.00106 | 63.7174 | 63.7174 | 63.7174 | 63.7174 | 63.7174 | 63.6511 | 63.6511 | 63.6511 | 63.6511 | 63.6511 | 63.6399 | 63.6399 | 63.6399 | 63.6399 | 63.6399 | 63.6363 | 63.6363 | 63.6363 | 63.6363 | 63.6363 | 0 | 0 | 0 | 0 | 0 | 0 | 909282.1473 | 909282.1473 | 909282.1473 | 909282.1473 | 909282.1473 | 908335.7992 | 908335.7992 | 908335.7992 | 908335.7992 | 908335.7992 | 908175.6933 | 908175.6933 | 908175.6933 | 908175.6933 | 908175.6933 | 908124.3514 | 908124.3514 | 908124.3514 | 908124.3514 | 908124.3514 | 0 | 0 | 0 | 0 | 0 | 0
Natural Gas | 1.5 to < 2.0 | 1.75 | 27398588.0287 | 27398588.0287 | 27.3986 | 1371139.7459 | 1371139.7459 | 2525783.7425 | 1154643.9966 | 1.4% | 0 | 4% | 1.4% | 0.32764 | 0.2149 | 1.3777 | 39085.4408 | 17867.6301 | 20 | Natural Gas | 31268.3527 | 0.8 | 1.75 | 140 | 51.8 | 110 | 365 | 8.33 | 0.00106 | 63.7174 | 63.7174 | 63.7174 | 63.7174 | 63.7174 | 63.6511 | 63.6511 | 63.6511 | 63.6511 | 63.6511 | 63.6399 | 63.6399 | 63.6399 | 63.6399 | 63.6399 | 63.6363 | 63.6363 | 63.6363 | 63.6363 | 63.6363 | 0 | 0 | 0 | 0 | 0 | 0 | 1371139.7459 | 1371139.7459 | 1371139.7459 | 1371139.7459 | 1371139.7459 | 1369712.7131 | 1369712.7131 | 1369712.7131 | 1369712.7131 | 1369712.7131 | 1369471.2835 | 1369471.2835 | 1369471.2835 | 1369471.2835 | 1369471.2835 | 1369393.8632 | 1369393.8632 | 1369393.8632 | 1369393.8632 | 1369393.8632 | 0 | 0 | 0 | 0 | 0 | 0
Natural Gas | 2 to < 2.5 | 2.25 | 32525809.1803 | 32525809.1803 | 32.5258 | 1627727.3007 | 1627727.3007 | 2525783.7425 | 898056.4418 | 1.4% | 0 | 4% | 1.4% | 0.32764 | 0.2149 | 1.3777 | 39085.4408 | 13897.0456 | 20 | Natural Gas | 31268.3527 | 0.8 | 2.25 | 140 | 51.8 | 110 | 365 | 8.33 | 0.00106 | 63.7174 | 63.7174 | 63.7174 | 63.7174 | 63.7174 | 63.6511 | 63.6511 | 63.6511 | 63.6511 | 63.6511 | 63.6399 | 63.6399 | 63.6399 | 63.6399 | 63.6399 | 63.6363 | 63.6363 | 63.6363 | 63.6363 | 63.6363 | 0 | 0 | 0 | 0 | 0 | 0 | 1627727.3007 | 1627727.3007 | 1627727.3007 | 1627727.3007 | 1627727.3007 | 1626033.2208 | 1626033.2208 | 1626033.2208 | 1626033.2208 | 1626033.2208 | 1625746.6114 | 1625746.6114 | 1625746.6114 | 1625746.6114 | 1625746.6114 | 1625654.7031 | 1625654.7031 | 1625654.7031 | 1625654.7031 | 1625654.7031 | 0 | 0 | 0 | 0 | 0 | 0
Natural Gas | 2.5 or greater | 3 | 37012127.6879 | 37012127.6879 | 37.0121 | 1852241.4112 | 1852241.4112 | 2525783.7425 | 673542.3313 | 1.4% | 0 | 4% | 1.4% | 0.32764 | 0.2149 | 1.3777 | 39085.4408 | 10422.7842 | 20 | Natural Gas | 31268.3527 | 0.8 | 3 | 140 | 51.8 | 110 | 365 | 8.33 | 0.00106 | 63.7174 | 63.7174 | 63.7174 | 63.7174 | 63.7174 | 63.6511 | 63.6511 | 63.6511 | 63.6511 | 63.6511 | 63.6399 | 63.6399 | 63.6399 | 63.6399 | 63.6399 | 63.6363 | 63.6363 | 63.6363 | 63.6363 | 63.6363 | 0 | 0 | 0 | 0 | 0 | 0 | 1852241.4112 | 1852241.4112 | 1852241.4112 | 1852241.4112 | 1852241.4112 | 1850313.665 | 1850313.665 | 1850313.665 | 1850313.665 | 1850313.665 | 1849987.5234 | 1849987.5234 | 1849987.5234 | 1849987.5234 | 1849987.5234 | 1849882.938 | 1849882.938 | 1849882.938 | 1849882.938 | 1849882.938 | 0 | 0 | 0 | 0 | 0 | 0
Propane | 1.0 to < 1.5 | 1.25 | 20709352.4865 | 20709352.4865 | 20.7094 | 1039897.0729 | 1039897.0729 | 2888602.9803 | 1848705.9074 | 0% | 0.32764 | 4% | 1.4% | 0.32764 | 0.2149 | 1.3777 | 39085.4408 | 25014.6821 | 20 | Delivered | 31268.3527 | 0.8 | 1.25 | 140 | 51.8 | 110 | 365 | 8.33 | 0.00106 | 73.9048 | 73.9048 | 73.9048 | 73.9048 | 73.9048 | 73.5345 | 73.5345 | 73.5345 | 73.5345 | 73.5345 | 73.4701 | 73.4701 | 73.4701 | 73.4701 | 73.4701 | 73.4507 | 73.4507 | 73.4507 | 73.4507 | 73.4507 | 0 | 0 | 0 | 0 | 0 | 0 | 1039897.0729 | 1039897.0729 | 1039897.0729 | 1039897.0729 | 1039897.0729 | 1034686.2013 | 1034686.2013 | 1034686.2013 | 1034686.2013 | 1034686.2013 | 1033779.4463 | 1033779.4463 | 1033779.4463 | 1033779.4463 | 1033779.4463 | 1033507.7768 | 1033507.7768 | 1033507.7768 | 1033507.7768 | 1033507.7768 | 0 | 0 | 0 | 0 | 0 | 0
Propane | 1.5 to < 2.0 | 1.75 | 31228388.6701 | 31228388.6701 | 31.2284 | 1568098.7607 | 1568098.7607 | 2888602.9803 | 1320504.2196 | 0% | 0.32764 | 4% | 1.4% | 0.32764 | 0.2149 | 1.3777 | 39085.4408 | 17867.6301 | 20 | Delivered | 31268.3527 | 0.8 | 1.75 | 140 | 51.8 | 110 | 365 | 8.33 | 0.00106 | 73.9048 | 73.9048 | 73.9048 | 73.9048 | 73.9048 | 73.5345 | 73.5345 | 73.5345 | 73.5345 | 73.5345 | 73.4701 | 73.4701 | 73.4701 | 73.4701 | 73.4701 | 73.4507 | 73.4507 | 73.4507 | 73.4507 | 73.4507 | 0 | 0 | 0 | 0 | 0 | 0 | 1568098.7607 | 1568098.7607 | 1568098.7607 | 1568098.7607 | 1568098.7607 | 1560241.0972 | 1560241.0972 | 1560241.0972 | 1560241.0972 | 1560241.0972 | 1558873.7682 | 1558873.7682 | 1558873.7682 | 1558873.7682 | 1558873.7682 | 1558464.1078 | 1558464.1078 | 1558464.1078 | 1558464.1078 | 1558464.1078 | 0 | 0 | 0 | 0 | 0 | 0
Propane | 2 to < 2.5 | 2.25 | 37072297.661 | 37072297.661 | 37.0723 | 1861544.1429 | 1861544.1429 | 2888602.9803 | 1027058.8374 | 0% | 0.32764 | 4% | 1.4% | 0.32764 | 0.2149 | 1.3777 | 39085.4408 | 13897.0456 | 20 | Delivered | 31268.3527 | 0.8 | 2.25 | 140 | 51.8 | 110 | 365 | 8.33 | 0.00106 | 73.9048 | 73.9048 | 73.9048 | 73.9048 | 73.9048 | 73.5345 | 73.5345 | 73.5345 | 73.5345 | 73.5345 | 73.4701 | 73.4701 | 73.4701 | 73.4701 | 73.4701 | 73.4507 | 73.4507 | 73.4507 | 73.4507 | 73.4507 | 0 | 0 | 0 | 0 | 0 | 0 | 1861544.1429 | 1861544.1429 | 1861544.1429 | 1861544.1429 | 1861544.1429 | 1852216.0394 | 1852216.0394 | 1852216.0394 | 1852216.0394 | 1852216.0394 | 1850592.836 | 1850592.836 | 1850592.836 | 1850592.836 | 1850592.836 | 1850106.514 | 1850106.514 | 1850106.514 | 1850106.514 | 1850106.514 | 0 | 0 | 0 | 0 | 0 | 0
Propane | 2.5 or greater | 3 | 42185718.028 | 42185718.028 | 42.1857 | 2118308.8522 | 2118308.8522 | 2888602.9803 | 770294.1281 | 0% | 0.32764 | 4% | 1.4% | 0.32764 | 0.2149 | 1.3777 | 39085.4408 | 10422.7842 | 20 | Delivered | 31268.3527 | 0.8 | 3 | 140 | 51.8 | 110 | 365 | 8.33 | 0.00106 | 73.9048 | 73.9048 | 73.9048 | 73.9048 | 73.9048 | 73.5345 | 73.5345 | 73.5345 | 73.5345 | 73.5345 | 73.4701 | 73.4701 | 73.4701 | 73.4701 | 73.4701 | 73.4507 | 73.4507 | 73.4507 | 73.4507 | 73.4507 | 0 | 0 | 0 | 0 | 0 | 0 | 2118308.8522 | 2118308.8522 | 2118308.8522 | 2118308.8522 | 2118308.8522 | 2107694.1138 | 2107694.1138 | 2107694.1138 | 2107694.1138 | 2107694.1138 | 2105847.0202 | 2105847.0202 | 2105847.0202 | 2105847.0202 | 2105847.0202 | 2105293.6193 | 2105293.6193 | 2105293.6193 | 2105293.6193 | 2105293.6193 | 0 | 0 | 0 | 0 | 0 | 0
Electricity | 1.0 to < 1.5 | 1.25 | 5490068.451 | 5490068.451 | 5.4901 | 553574.8034 | 553574.8034 | 1537707.7872 | 984132.9838 | 4% | 0 | 4% | 1.4% | 0.32764 | 0.2149 | 1.3777 | 39085.4408 | 25014.6821 | 20 | Electricity | 31268.3527 | 0.8 | 1.25 | 140 | 51.8 | 110 | 365 | 8.33 | 0.00106 | 37.7685 | 35.1423 | 32.5161 | 29.8899 | 27.2636 | 24.6374 | 22.0112 | 19.385 | 16.7588 | 14.1326 | 11.5063 | 11.5063 | 11.5063 | 11.5063 | 11.5063 | 11.5063 | 11.5063 | 11.5063 | 11.5063 | 11.5063 | 0 | 0 | 0 | 0 | 0 | 0 | 553574.8034 | 515082.1991 | 476589.5949 | 438096.9906 | 399604.3864 | 361111.7821 | 322619.1779 | 284126.5736 | 245633.9694 | 207141.3651 | 168648.7609 | 168648.7609 | 168648.7609 | 168648.7609 | 168648.7609 | 168648.7609 | 168648.7609 | 168648.7609 | 168648.7609 | 168648.7609 | 0 | 0 | 0 | 0 | 0 | 0
Electricity | 1.5 to < 2.0 | 1.75 | 8278674.6484 | 8278674.6484 | 8.2787 | 834755.6559 | 834755.6559 | 1537707.7872 | 702952.1313 | 4% | 0 | 4% | 1.4% | 0.32764 | 0.2149 | 1.3777 | 39085.4408 | 17867.6301 | 20 | Electricity | 31268.3527 | 0.8 | 1.75 | 140 | 51.8 | 110 | 365 | 8.33 | 0.00106 | 37.7685 | 35.1423 | 32.5161 | 29.8899 | 27.2636 | 24.6374 | 22.0112 | 19.385 | 16.7588 | 14.1326 | 11.5063 | 11.5063 | 11.5063 | 11.5063 | 11.5063 | 11.5063 | 11.5063 | 11.5063 | 11.5063 | 11.5063 | 0 | 0 | 0 | 0 | 0 | 0 | 834755.6559 | 776711.2527 | 718666.8494 | 660622.4462 | 602578.0429 | 544533.6397 | 486489.2365 | 428444.8332 | 370400.43 | 312356.0268 | 254311.6235 | 254311.6235 | 254311.6235 | 254311.6235 | 254311.6235 | 254311.6235 | 254311.6235 | 254311.6235 | 254311.6235 | 254311.6235 | 0 | 0 | 0 | 0 | 0 | 0
Electricity | 2 to < 2.5 | 2.25 | 9827900.3136 | 9827900.3136 | 9.8279 | 990967.2406 | 990967.2406 | 1537707.7872 | 546740.5465 | 4% | 0 | 4% | 1.4% | 0.32764 | 0.2149 | 1.3777 | 39085.4408 | 13897.0456 | 20 | Electricity | 31268.3527 | 0.8 | 2.25 | 140 | 51.8 | 110 | 365 | 8.33 | 0.00106 | 37.7685 | 35.1423 | 32.5161 | 29.8899 | 27.2636 | 24.6374 | 22.0112 | 19.385 | 16.7588 | 14.1326 | 11.5063 | 11.5063 | 11.5063 | 11.5063 | 11.5063 | 11.5063 | 11.5063 | 11.5063 | 11.5063 | 11.5063 | 0 | 0 | 0 | 0 | 0 | 0 | 990967.2406 | 922060.7268 | 853154.213 | 784247.6993 | 715341.1855 | 646434.6717 | 577528.1579 | 508621.6441 | 439715.1303 | 370808.6166 | 301902.1028 | 301902.1028 | 301902.1028 | 301902.1028 | 301902.1028 | 301902.1028 | 301902.1028 | 301902.1028 | 301902.1028 | 301902.1028 | 0 | 0 | 0 | 0 | 0 | 0
Electricity | 2.5 or greater | 3 | 11183472.7706 | 11183472.7706 | 11.1835 | 1127652.3773 | 1127652.3773 | 1537707.7872 | 410055.4099 | 4% | 0 | 4% | 1.4% | 0.32764 | 0.2149 | 1.3777 | 39085.4408 | 10422.7842 | 20 | Electricity | 31268.3527 | 0.8 | 3 | 140 | 51.8 | 110 | 365 | 8.33 | 0.00106 | 37.7685 | 35.1423 | 32.5161 | 29.8899 | 27.2636 | 24.6374 | 22.0112 | 19.385 | 16.7588 | 14.1326 | 11.5063 | 11.5063 | 11.5063 | 11.5063 | 11.5063 | 11.5063 | 11.5063 | 11.5063 | 11.5063 | 11.5063 | 0 | 0 | 0 | 0 | 0 | 0 | 1127652.3773 | 1049241.5167 | 970830.6562 | 892419.7957 | 814008.9352 | 735598.0747 | 657187.2142 | 578776.3537 | 500365.4931 | 421954.6326 | 343543.7721 | 343543.7721 | 343543.7721 | 343543.7721 | 343543.7721 | 343543.7721 | 343543.7721 | 343543.7721 | 343543.7721 | 343543.7721 | 0 | 0 | 0 | 0 | 0 | 0
Unknown, non-commercial | 1.0 to < 1.5 | 1.25 | 14234481.1484 | 14234481.1484 | 14.2345 | 831172.791 | 831172.791 | 2308813.3084 | 1477640.5174 | 0% | 0 | 4% | 1.4% | 0.32764 | 0.2149 | 1.3777 | blended | 25014.6821 | 20 | Unknown | 31268.3527 | blended | 1.25 | 140 | 51.8 | 110 | 365 | 8.33 | 0.00106 | blended | blended | blended | blended | blended | blended | blended | blended | blended | blended | blended | blended | blended | blended | blended | blended | blended | blended | blended | blended | 0 | 0 | 0 | 0 | 0 | 0 | 831172.791 | 815005.8972 | 798839.0035 | 782672.1097 | 766505.2159 | 747700.6732 | 731533.7794 | 715366.8857 | 699199.9919 | 683033.0981 | 666414.1153 | 666414.1153 | 666414.1153 | 666414.1153 | 666414.1153 | 666276.2253 | 666276.2253 | 666276.2253 | 666276.2253 | 666276.2253 | 0 | 0 | 0 | 0 | 0 | 0
Unknown, non-commercial | 1.5 to < 2.0 | 1.75 | 21464693.7952 | 21464693.7952 | 21.4647 | 1253355.796 | 1253355.796 | 2308813.3084 | 1055457.5124 | 0% | 0 | 4% | 1.4% | 0.32764 | 0.2149 | 1.3777 | blended | 17867.6301 | 20 | Unknown | 31268.3527 | blended | 1.75 | 140 | 51.8 | 110 | 365 | 8.33 | 0.00106 | blended | blended | blended | blended | blended | blended | blended | blended | blended | blended | blended | blended | blended | blended | blended | blended | blended | blended | blended | blended | 0 | 0 | 0 | 0 | 0 | 0 | 1253355.796 | 1228977.1466 | 1204598.4973 | 1180219.8479 | 1155841.1986 | 1127485.1422 | 1103106.4928 | 1078727.8435 | 1054349.1941 | 1029970.5447 | 1004910.1739 | 1004910.1739 | 1004910.1739 | 1004910.1739 | 1004910.1739 | 1004702.2444 | 1004702.2444 | 1004702.2444 | 1004702.2444 | 1004702.2444 | 0 | 0 | 0 | 0 | 0 | 0
Unknown, non-commercial | 2 to < 2.5 | 2.25 | 25481478.599 | 25481478.599 | 25.4815 | 1487901.9099 | 1487901.9099 | 2308813.3084 | 820911.3985 | 0% | 0 | 4% | 1.4% | 0.32764 | 0.2149 | 1.3777 | blended | 13897.0456 | 20 | Unknown | 31268.3527 | blended | 2.25 | 140 | 51.8 | 110 | 365 | 8.33 | 0.00106 | blended | blended | blended | blended | blended | blended | blended | blended | blended | blended | blended | blended | blended | blended | blended | blended | blended | blended | blended | blended | 0 | 0 | 0 | 0 | 0 | 0 | 1487901.9099 | 1458961.1741 | 1430020.4383 | 1401079.7025 | 1372138.9667 | 1338476.5138 | 1309535.778 | 1280595.0422 | 1251654.3064 | 1222713.5707 | 1192963.5397 | 1192963.5397 | 1192963.5397 | 1192963.5397 | 1192963.5397 | 1192716.6995 | 1192716.6995 | 1192716.6995 | 1192716.6995 | 1192716.6995 | 0 | 0 | 0 | 0 | 0 | 0
Unknown, non-commercial | 2.5 or greater | 3 | 28996165.3023 | 28996165.3023 | 28.9962 | 1693129.7595 | 1693129.7595 | 2308813.3084 | 615683.5489 | 0% | 0 | 4% | 1.4% | 0.32764 | 0.2149 | 1.3777 | blended | 10422.7842 | 20 | Unknown | 31268.3527 | blended | 3 | 140 | 51.8 | 110 | 365 | 8.33 | 0.00106 | blended | blended | blended | blended | blended | blended | blended | blended | blended | blended | blended | blended | blended | blended | blended | blended | blended | blended | blended | blended | 0 | 0 | 0 | 0 | 0 | 0 | 1693129.7595 | 1660197.1981 | 1627264.6367 | 1594332.0753 | 1561399.5138 | 1523093.964 | 1490161.4026 | 1457228.8412 | 1424296.2797 | 1391363.7183 | 1357510.2349 | 1357510.2349 | 1357510.2349 | 1357510.2349 | 1357510.2349 | 1357229.3477 | 1357229.3477 | 1357229.3477 | 1357229.3477 | 1357229.3477 | 0 | 0 | 0 | 0 | 0 | 0
Table 33. Vermont Water Heating Fuel Mix and Minimum Heating Efficiency, C/I Buildings
[19 empty] | Water Heating Fuel | %FuelWH | Minimum Water Heater Efficiency (EFmin)
[19 empty] | Oil | 11% | 0.8
[19 empty] | Propane | 32% | 0.8
[19 empty] | Natural Gas | 15% | 0.8
[19 empty] | Electricity | 42% | 0.8
Table 24. Assumed Domestic Hot Water Consumption by Building Type
[19 empty] | Building Type | Default GPD | Rate | Notes/Assumptions | Source
[19 empty] | Assembly | 239 | 7.02 GPD per 1,000 SF | Assumes 10% hot water, 34,000 SF | EIA[1]: Public Assembly
[19 empty] | Auto Repair | 25 | 4.89 GPD per 1,000 SF | Assumes 10% hot water, 5,150 SF | EIA: Other
[19 empty] | Big Box Retail | 448 | 3.43 GPD per 1,000 SF | Assumes 10% hot water, 130,500 SF | EIA: Mercantile
[19 empty] | Community College | 1520 | 1.9 GPD per person | Assumes 800 students | NREL[2]: School with Showers
[19 empty] | Dormitory | 8600 | 17.2 GPD per resident | Assumes 500 residents | Water Research Foundation[3]
[19 empty] | Elementary School | 250 | 0.5 GPD per student | Assumes 500 students | NREL: School
[19 empty] | Fast Food Restaurant | 500 | 500 GPD per restaurant |  | FSTC[4]: Quick Service
[19 empty] | Full-Service Restaurant | 2500 | 2,500 GPD per restaurant |  | FSTC: Full Service
[19 empty] | Grocery | 172 | 3.43 GPD per 1,000 SF | Assumes 10% hot water, 50,000 SF | EIA: Mercantile
[19 empty] | High School | 1520 | 1.9 GPD per person | Assumes 800 students | NREL: School with Showers
[19 empty] | Hospital | 16938 | 54.42 GPD per 1,000 SF | Assumes 40% hot water, 250,000 SF | EIA: Health Care, Inpatient
[19 empty] | Hotel | 9104 | 45.52 GPD per 1,000 SF | Assumes 40% hot water, 200,000 SF | EIA: Lodging
[19 empty] | Large Office | 550 | 1.1 GPD per person | Assumes 500 people | NREL: Office
[19 empty] | Large Retail | 446 | 3.43 GPD per 1,000 SF | Assumes 10% hot water, 130,000 SF | EIA: Mercantile
[19 empty] | Light Industrial | 489 | 4.89 GPD per 1,000 SF | Assumes 10% hot water, 100,000 SF | EIA: Other
[19 empty] | Motel | 1366 | 45.52 GPD per 1,000 SF | Assumes 40% hot water, 30,000 SF | EIA: Lodging
[19 empty] | Multifamily High-Rise | 3440 | 34.4 GPD per unit | Assumes 100 units | NY MF Baseline Study[5]
[19 empty] | Multifamily Low-Rise | 413 | 34.4 GPD per unit | Assumes 12 units | NY MF Baseline Study
[19 empty] | Refrigerated Warehouse | 86 | 0.93 GPD per 1,000 SF | Assumes 10% hot water, 92,000 SF | EIA: Warehouse and Storage
[19 empty] | Religious | 77 | 7.02 GPD per 1,000 SF | Assumes 10% hot water, 11,000 SF | EIA: Public Assembly
[19 empty] | Small Office | 110 | 1.1 GPD per person | Assumes 100 people | NREL: Office
[19 empty] | Small Retail | 27 | 3.43 GPD per 1,000 SF | Assumes 10% hot water, 8,000 SF | EIA: Mercantile
[19 empty] | University | 1000 | 0.5 GPD per student | Assumes 2,000 students | NREL: School
[19 empty] | Warehouse | 465 | 0.93 GPD per 1,000 SF | Assumes 10% hot water, 500,000 SF | EIA: Warehouse and Storage
[19 empty] | Other | Cal-culate | 4.89 GPD per 1,000 SF | Assumes 10% hot water | EIA: Other
229158482.7314
[1] U.S. Energy Information Administration, 2012 Commercial Buildings Energy Consumption Survey: Water Consumption in Large Buildings, Table WD1. Daily water consumption in large commercial buildings, 2012.
[2] National Renewable Energy Laboratory, Saving Energy in Commercial Buildings: Domestic Hot Water Assessment Guidelines, Table 1. Hot Water Use By Building Type, June 2011.
[3] Water Research Foundation: Residential End Uses of Water, Version 2, April 2016.
[4] Food Service Technology Center, Design Guide – Energy Efficient Heating, Delivery and Use, Table 1. Typical hot water system cost for restaurants, March 2010.
[5] Residential Statewide Baseline Study of New York State, July 2015. Volume 2: Multifamily Report, Table 8.

## CI_HVAC_ADVT
Characterization: | CI_HVAC_ADVT
C/I Advanced Thermostat
Assumptions:
▪ Existing heat pump presence unknown
▪ Existing A/C presence unknown
▪ Heating system input capacity:
▪ Early Replacement: 53,277 [Btu/h]
▪ New Construction: 33,427 [Btu/h]
Should we be assuming the fossil fuel capacities or some blend of HP and electric resistance?
helper row
[5 empty] | 2025 First Year Savings |  |  | Affected Fuel Adders |  | Mixed Baseline Scenario Adders | [17 empty] | Lifecycle Carbon Intensity - With Adder (gCO2e/MJ) | [25 empty] | Lifetime CO2e Reductions, Thermal Sector [g] | [25 empty] | Lifetime CO2e Reductions, Total [g]
Decision/Action Type | Heating Fuel | Lifetime CO2e Reductions, Thermal Sector [g] | Lifetime CO2e Reductions, Total [g] | Lifetime Credits | ΔCO2e | ΔCO2eheat | ΔCO2ecool | CI' | TDL | TDLelec | TDLng | CI' oil | CI' prop | CI' wood | ΔEheat [MJ] | ΔEcool [MJ] | Measure Life | EFLHheat | EFLHcool | Btuhin,heat | Btuhout,cool | COPcool | SFheat | SFcool | %CHP | %Cool | MJ/BTU | 2025 | 2026 | 2027 | 2028 | 2029 | 2030 | 2031 | 2032 | 2033 | 2034 | 2035 | 2036 | 2037 | 2038 | 2039 | 2040 | 2041 | 2042 | 2043 | 2044 | 2045 | 2046 | 2047 | 2048 | 2049 | 2050 | 2025 | 2026 | 2027 | 2028 | 2029 | 2030 | 2031 | 2032 | 2033 | 2034 | 2035 | 2036 | 2037 | 2038 | 2039 | 2040 | 2041 | 2042 | 2043 | 2044 | 2045 | 2046 | 2047 | 2048 | 2049 | 2050 | 2025 | 2026 | 2027 | 2028 | 2029 | 2030 | 2031 | 2032 | 2033 | 2034 | 2035 | 2036 | 2037 | 2038 | 2039 | 2040 | 2041 | 2042 | 2043 | 2044 | 2045 | 2046 | 2047 | 2048 | 2049 | 2050
Eartly Replacement | Oil | 3783498.6935 | 3842522.5597 | 3.7835 | 389013.2981 | 380422.939 | 8590.3591 | 0.2149 | 0% | 4% | 1.4% | 0.2149 | 0.32764 | 1.3777 | 4558.0988 | 218.3497 | 10 | 1062 | 375 | 53277 | 41400 | 4.1 | 8% | 8% | 5% | 68% | 0.00106 | 83.4609 | 83.4609 | 82.9258 | 82.9258 | 82.9258 | 82.9258 | 82.9258 | 82.8367 | 82.8367 | 82.8367 | 0 | 0 | 0 | 0 | 0 | 0 | 0 | 0 | 0 | 0 | 0 | 0 | 0 | 0 | 0 | 0 | 380422.939 | 380422.939 | 377983.9038 | 377983.9038 | 377983.9038 | 377983.9038 | 377983.9038 | 377577.7655 | 377577.7655 | 377577.7655 | 0 | 0 | 0 | 0 | 0 | 0 | 0 | 0 | 0 | 0 | 0 | 0 | 0 | 0 | 0 | 0 | 389013.2981 | 388415.9709 | 385379.6085 | 384782.2813 | 384184.9541 | 383587.6268 | 382990.2996 | 381986.8341 | 381389.5068 | 380792.1796 | 0 | 0 | 0 | 0 | 0 | 0 | 0 | 0 | 0 | 0 | 0 | 0 | 0 | 0 | 0 | 0
| Propane | 3339335.6969 | 3398359.5631 | 3.3393 | 343962.4622 | 335372.1032 | 8590.3591 | 0.32764 | 0% | 4% | 1.4% | 0.2149 | 0.32764 | 1.3777 | 4558.0988 | 218.3497 | 10 | 1062 | 375 | 53277 | 41400 | 4.1 | 8% | 8% | 5% | 68% | 0.00106 | 73.5772 | 73.5772 | 73.2069 | 73.2069 | 73.2069 | 73.2069 | 73.2069 | 73.1424 | 73.1424 | 73.1424 | 0 | 0 | 0 | 0 | 0 | 0 | 0 | 0 | 0 | 0 | 0 | 0 | 0 | 0 | 0 | 0 | 335372.1032 | 335372.1032 | 333684.0871 | 333684.0871 | 333684.0871 | 333684.0871 | 333684.0871 | 333390.3517 | 333390.3517 | 333390.3517 | 0 | 0 | 0 | 0 | 0 | 0 | 0 | 0 | 0 | 0 | 0 | 0 | 0 | 0 | 0 | 0 | 343962.4622 | 343365.135 | 341079.7917 | 340482.4645 | 339885.1373 | 339287.8101 | 338690.4829 | 337799.4203 | 337202.0931 | 336604.7659 | 0 | 0 | 0 | 0 | 0 | 0 | 0 | 0 | 0 | 0 | 0 | 0 | 0 | 0 | 0 | 0
| Natural Gas | 2943578.8432 | 3002602.7094 | 2.9436 | 303209.0518 | 294618.6927 | 8590.3591 | 0 | 1.4% | 4% | 1.4% | 0.2149 | 0.32764 | 1.3777 | 4558.0988 | 218.3497 | 10 | 1062 | 375 | 53277 | 41400 | 4.1 | 8% | 8% | 5% | 68% | 0.00106 | 63.7314 | 63.7314 | 63.6651 | 63.6651 | 63.6651 | 63.6651 | 63.6651 | 63.6539 | 63.6539 | 63.6539 | 0 | 0 | 0 | 0 | 0 | 0 | 0 | 0 | 0 | 0 | 0 | 0 | 0 | 0 | 0 | 0 | 294618.6927 | 294618.6927 | 294312.1316 | 294312.1316 | 294312.1316 | 294312.1316 | 294312.1316 | 294260.2667 | 294260.2667 | 294260.2667 | 0 | 0 | 0 | 0 | 0 | 0 | 0 | 0 | 0 | 0 | 0 | 0 | 0 | 0 | 0 | 0 | 303209.0518 | 302611.7246 | 301707.8362 | 301110.509 | 300513.1818 | 299915.8546 | 299318.5274 | 298669.3353 | 298072.008 | 297474.6808 | 0 | 0 | 0 | 0 | 0 | 0 | 0 | 0 | 0 | 0 | 0 | 0 | 0 | 0 | 0 | 0
| Electricity | 2615496.968 | 2674520.8342 | 2.6155 | 289121.0261 | 280530.6671 | 8590.3591 | 0 | 4% | 4% | 1.4% | 0.2149 | 0.32764 | 1.3777 | 4558.0988 | 218.3497 | 10 | 1062 | 375 | 53277 | 41400 | 4.1 | 8% | 8% | 5% | 68% | 0.00106 | 29.9299 | 27.3036 | 24.6774 | 22.0512 | 19.425 | 16.7988 | 14.1726 | 11.5463 | 11.5463 | 11.5463 | 0 | 0 | 0 | 0 | 0 | 0 | 0 | 0 | 0 | 0 | 0 | 0 | 0 | 0 | 0 | 0 | 280530.6671 | 276415.7844 | 272300.9018 | 268186.0191 | 264071.1364 | 259028.2572 | 254913.3745 | 250798.4918 | 246683.6092 | 242568.7265 | 0 | 0 | 0 | 0 | 0 | 0 | 0 | 0 | 0 | 0 | 0 | 0 | 0 | 0 | 0 | 0 | 289121.0261 | 284408.8163 | 279696.6064 | 274984.3965 | 270272.1867 | 264631.9802 | 259919.7703 | 255207.5604 | 250495.3506 | 245783.1407 | 0 | 0 | 0 | 0 | 0 | 0 | 0 | 0 | 0 | 0 | 0 | 0 | 0 | 0 | 0 | 0
| Wood, commercial | 1653883.2255 | 1712907.0917 | 1.6539 | 174498.9175 | 165908.5585 | 8590.3591 | 1.3777 | 0% | 4% | 1.4% | 0.2149 | 0.32764 | 1.3777 | 4558.0988 | 218.3497 | 10 | 1062 | 375 | 53277 | 41400 | 4.1 | 8% | 8% | 5% | 68% | 0.00106 | 36.3986 | 36.3986 | 36.2851 | 36.2851 | 36.2851 | 36.2851 | 36.2851 | 36.2073 | 36.2073 | 36.2073 | 0 | 0 | 0 | 0 | 0 | 0 | 0 | 0 | 0 | 0 | 0 | 0 | 0 | 0 | 0 | 0 | 165908.5585 | 165908.5585 | 165391.2362 | 165391.2362 | 165391.2362 | 165391.2362 | 165391.2362 | 165036.6425 | 165036.6425 | 165036.6425 | 0 | 0 | 0 | 0 | 0 | 0 | 0 | 0 | 0 | 0 | 0 | 0 | 0 | 0 | 0 | 0 | 174498.9175 | 173901.5903 | 172786.9408 | 172189.6136 | 171592.2864 | 170994.9592 | 170397.632 | 169445.7111 | 168848.3839 | 168251.0567 | 0 | 0 | 0 | 0 | 0 | 0 | 0 | 0 | 0 | 0 | 0 | 0 | 0 | 0 | 0 | 0
| Unknown, commercial | 2615496.968 | 2674520.8342 | 2.6155 | 289121.0261 | 280530.6671 | 8590.3591 | 0 | 0% | 4% | 1.4% | 0.2149 | 0.32764 | 1.3777 | 4558.0988 | 218.3497 | 10 | 1062 | 375 | 53277 | 41400 | 4.1 | 8% | 8% | 5% | 68% | 0.00106 | blended | blended | blended | blended | blended | blended | blended | blended | blended | blended | blended | blended | blended | blended | blended | blended | blended | blended | blended | blended | blended | blended | blended | blended | blended | blended | 280530.6671 | 276415.7844 | 272300.9018 | 268186.0191 | 264071.1364 | 259028.2572 | 254913.3745 | 250798.4918 | 246683.6092 | 242568.7265 | 0 | 0 | 0 | 0 | 0 | 0 | 0 | 0 | 0 | 0 | 0 | 0 | 0 | 0 | 0 | 0 | 289121.0261 | 284408.8163 | 279696.6064 | 274984.3965 | 270272.1867 | 264631.9802 | 259919.7703 | 255207.5604 | 250495.3506 | 245783.1407 | 0 | 0 | 0 | 0 | 0 | 0 | 0 | 0 | 0 | 0 | 0 | 0 | 0 | 0 | 0 | 0
New Construction | Oil | 1416806.9591 | 1464822.4058 | 1.4168 | 149445.1873 | 142456.9984 | 6988.1889 | 0.2149 | 0% | 4% | 1.4% | 0.2149 | 0.32764 | 1.3777 | 1706.8715 | 177.6257 | 10 | 1062 | 375 | 33427 | 41400 | 5.04 | 5.6% | 8% | 19% | 68% | 0.00106 | 83.4609 | 83.4609 | 82.9258 | 82.9258 | 82.9258 | 82.9258 | 82.9258 | 82.8367 | 82.8367 | 82.8367 | 0 | 0 | 0 | 0 | 0 | 0 | 0 | 0 | 0 | 0 | 0 | 0 | 0 | 0 | 0 | 0 | 142456.9984 | 142456.9984 | 141543.6528 | 141543.6528 | 141543.6528 | 141543.6528 | 141543.6528 | 141391.5661 | 141391.5661 | 141391.5661 | 0 | 0 | 0 | 0 | 0 | 0 | 0 | 0 | 0 | 0 | 0 | 0 | 0 | 0 | 0 | 0 | 149445.1873 | 148959.2664 | 147559.9998 | 147074.0789 | 146588.1579 | 146102.237 | 145616.316 | 144978.3084 | 144492.3875 | 144006.4665 | 0 | 0 | 0 | 0 | 0 | 0 | 0 | 0 | 0 | 0 | 0 | 0 | 0 | 0 | 0 | 0
| Propane | 1250481.2178 | 1298496.6645 | 1.2505 | 132574.9984 | 125586.8095 | 6988.1889 | 0.32764 | 0% | 4% | 1.4% | 0.2149 | 0.32764 | 1.3777 | 1706.8715 | 177.6257 | 10 | 1062 | 375 | 33427 | 41400 | 5.04 | 5.6% | 8% | 19% | 68% | 0.00106 | 73.5772 | 73.5772 | 73.2069 | 73.2069 | 73.2069 | 73.2069 | 73.2069 | 73.1424 | 73.1424 | 73.1424 | 0 | 0 | 0 | 0 | 0 | 0 | 0 | 0 | 0 | 0 | 0 | 0 | 0 | 0 | 0 | 0 | 125586.8095 | 125586.8095 | 124954.698 | 124954.698 | 124954.698 | 124954.698 | 124954.698 | 124844.7029 | 124844.7029 | 124844.7029 | 0 | 0 | 0 | 0 | 0 | 0 | 0 | 0 | 0 | 0 | 0 | 0 | 0 | 0 | 0 | 0 | 132574.9984 | 132089.0775 | 130971.045 | 130485.1241 | 129999.2032 | 129513.2822 | 129027.3613 | 128431.4452 | 127945.5243 | 127459.6034 | 0 | 0 | 0 | 0 | 0 | 0 | 0 | 0 | 0 | 0 | 0 | 0 | 0 | 0 | 0 | 0
| Natural Gas | 1102282.1276 | 1150297.5743 | 1.1023 | 117314.0666 | 110325.8777 | 6988.1889 | 0 | 1.4% | 4% | 1.4% | 0.2149 | 0.32764 | 1.3777 | 1706.8715 | 177.6257 | 10 | 1062 | 375 | 33427 | 41400 | 5.04 | 5.6% | 8% | 19% | 68% | 0.00106 | 63.7314 | 63.7314 | 63.6651 | 63.6651 | 63.6651 | 63.6651 | 63.6651 | 63.6539 | 63.6539 | 63.6539 | 0 | 0 | 0 | 0 | 0 | 0 | 0 | 0 | 0 | 0 | 0 | 0 | 0 | 0 | 0 | 0 | 110325.8777 | 110325.8777 | 110211.0797 | 110211.0797 | 110211.0797 | 110211.0797 | 110211.0797 | 110191.6579 | 110191.6579 | 110191.6579 | 0 | 0 | 0 | 0 | 0 | 0 | 0 | 0 | 0 | 0 | 0 | 0 | 0 | 0 | 0 | 0 | 117314.0666 | 116828.1457 | 116227.4267 | 115741.5058 | 115255.5849 | 114769.6639 | 114283.743 | 113778.4002 | 113292.4792 | 112806.5583 | 0 | 0 | 0 | 0 | 0 | 0 | 0 | 0 | 0 | 0 | 0 | 0 | 0 | 0 | 0 | 0
| Electricity | 979425.2901 | 1027440.7368 | 0.97943 | 112038.5229 | 105050.334 | 6988.1889 | 0 | 4% | 4% | 1.4% | 0.2149 | 0.32764 | 1.3777 | 1706.8715 | 177.6257 | 10 | 1062 | 375 | 33427 | 41400 | 5.04 | 5.6% | 8% | 19% | 68% | 0.00106 | 29.9299 | 27.3036 | 24.6774 | 22.0512 | 19.425 | 16.7988 | 14.1726 | 11.5463 | 11.5463 | 11.5463 | 0 | 0 | 0 | 0 | 0 | 0 | 0 | 0 | 0 | 0 | 0 | 0 | 0 | 0 | 0 | 0 | 105050.334 | 103509.4336 | 101968.5333 | 100427.633 | 98886.7327 | 96998.3254 | 95457.425 | 93916.5247 | 92375.6244 | 90834.724 | 0 | 0 | 0 | 0 | 0 | 0 | 0 | 0 | 0 | 0 | 0 | 0 | 0 | 0 | 0 | 0 | 112038.5229 | 110011.7016 | 107984.8803 | 105958.0591 | 103931.2378 | 101556.9096 | 99530.0883 | 97503.267 | 95476.4457 | 93449.6245 | 0 | 0 | 0 | 0 | 0 | 0 | 0 | 0 | 0 | 0 | 0 | 0 | 0 | 0 | 0 | 0
| Wood, commercial | 619329.7403 | 667345.187 | 0.61933 | 69115.9757 | 62127.7868 | 6988.1889 | 1.3777 | 0% | 4% | 1.4% | 0.2149 | 0.32764 | 1.3777 | 1706.8715 | 177.6257 | 10 | 1062 | 375 | 33427 | 41400 | 5.04 | 5.6% | 8% | 19% | 68% | 0.00106 | 36.3986 | 36.3986 | 36.2851 | 36.2851 | 36.2851 | 36.2851 | 36.2851 | 36.2073 | 36.2073 | 36.2073 | 0 | 0 | 0 | 0 | 0 | 0 | 0 | 0 | 0 | 0 | 0 | 0 | 0 | 0 | 0 | 0 | 62127.7868 | 62127.7868 | 61934.0651 | 61934.0651 | 61934.0651 | 61934.0651 | 61934.0651 | 61801.2804 | 61801.2804 | 61801.2804 | 0 | 0 | 0 | 0 | 0 | 0 | 0 | 0 | 0 | 0 | 0 | 0 | 0 | 0 | 0 | 0 | 69115.9757 | 68630.0548 | 67950.4121 | 67464.4912 | 66978.5703 | 66492.6493 | 66006.7284 | 65388.0227 | 64902.1018 | 64416.1808 | 0 | 0 | 0 | 0 | 0 | 0 | 0 | 0 | 0 | 0 | 0 | 0 | 0 | 0 | 0 | 0
| Unknown, commercial | 979425.2901 | 1027440.7368 | 0.97943 | 112038.5229 | 105050.334 | 6988.1889 | 0 | 0% | 4% | 1.4% | 0.2149 | 0.32764 | 1.3777 | 1706.8715 | 177.6257 | 10 | 1062 | 375 | 33427 | 41400 | 5.04 | 5.6% | 8% | 19% | 68% | 0.00106 | blended | blended | blended | blended | blended | blended | blended | blended | blended | blended | blended | blended | blended | blended | blended | blended | blended | blended | blended | blended | blended | blended | blended | blended | blended | blended | 105050.334 | 103509.4336 | 101968.5333 | 100427.633 | 98886.7327 | 96998.3254 | 95457.425 | 93916.5247 | 92375.6244 | 90834.724 | 0 | 0 | 0 | 0 | 0 | 0 | 0 | 0 | 0 | 0 | 0 | 0 | 0 | 0 | 0 | 0 | 112038.5229 | 110011.7016 | 107984.8803 | 105958.0591 | 103931.2378 | 101556.9096 | 99530.0883 | 97503.267 | 95476.4457 | 93449.6245 | 0 | 0 | 0 | 0 | 0 | 0 | 0 | 0 | 0 | 0 | 0 | 0 | 0 | 0 | 0 | 0
Table 36. Vermont Primary Heating Fuel Mix, C/I Buildings
[17 empty] | Heating Fuel | C/I Sector %
[17 empty] | Oil | 15%
[17 empty] | Propane | 29%
[17 empty] | Natural Gas | 22%
[17 empty] | Electricity | 33%
[17 empty] | Wood | 1%

## CI_HVAC_AWHC
Characterization: | CI_HVAC_AWHC
C/I Advanced Wood Heating – Central Pellet Systems
Assumptions:
▪ Proposed system efficiency is 86% HHV at full load
▪ Wood pellets only
▪ Baseline efficiencies:
▪ MOP: 75% HHV at full load
▪ Retrofit: 65% HHV at full load
▪ Efficient pellet system meets 90% of the annual heating load for Retrofits, and 100% for MOP
helper row
[7 empty] | 2025 First Year Savings | Affected Fuel Adders |  | Mixed Baseline Scenario Adders | [12 empty] | Lifecycle Carbon Intensity - With Adder (gCO2e/MJ) | [25 empty] | Lifetime CO2e Reductions, Total [g]
Decision/Action Type | Capacity Range | Assumed Capacity [Btu/h] | Fuel | Lifetime CO2e Reductions, Thermal Sector [g] | Lifetime CO2e Reductions, Total [g] | Lifetime Credits | ΔCO2e | CI' | TDL | TDLelec | TDLng | CI' oil | CI' prop | CI' wood | ΔEheat [MJ] | Measure Life | Btuh | %Pellet | EFLH | ηeff | ηbase | MJ/BTU | 2025 | 2026 | 2027 | 2028 | 2029 | 2030 | 2031 | 2032 | 2033 | 2034 | 2035 | 2036 | 2037 | 2038 | 2039 | 2040 | 2041 | 2042 | 2043 | 2044 | 2045 | 2046 | 2047 | 2048 | 2049 | 2050 | 2025 | 2026 | 2027 | 2028 | 2029 | 2030 | 2031 | 2032 | 2033 | 2034 | 2035 | 2036 | 2037 | 2038 | 2039 | 2040 | 2041 | 2042 | 2043 | 2044 | 2045 | 2046 | 2047 | 2048 | 2049 | 2050
MOP | 25,000 - 80,000 | 55000 | Wood pellets | 5105835.1568 | 5105835.1568 | 5.1058 | 304149.2987 | 1.9568 | 0% | 4% | 1.4% | 0.2149 | 0.32764 | 1.9568 | 10559.0791 | 18 | 55000 | 100% | 1062 | 86% | 75% | 0.00106 | 28.8045 | 28.8045 | 26.8895 | 26.8895 | 26.8895 | 26.8895 | 26.8895 | 26.5658 | 26.5658 | 26.5658 | 26.5658 | 26.5658 | 26.4617 | 26.4617 | 26.4617 | 26.4617 | 26.4617 | 26.3552 | 0 | 0 | 0 | 0 | 0 | 0 | 0 | 0 | 304149.2987 | 304149.2987 | 283928.2774 | 283928.2774 | 283928.2774 | 283928.2774 | 283928.2774 | 280510.2566 | 280510.2566 | 280510.2566 | 280510.2566 | 280510.2566 | 279411.4265 | 279411.4265 | 279411.4265 | 279411.4265 | 279411.4265 | 278286.7568 | 0 | 0 | 0 | 0 | 0 | 0 | 0 | 0
| 80,001 - 150,000 | 101000 | Wood pellets | 9376170.0152 | 9376170.0152 | 9.3762 | 558528.7122 | 1.9568 | 0% | 4% | 1.4% | 0.2149 | 0.32764 | 1.9568 | 19390.3088 | 18 | 101000 | 100% | 1062 | 86% | 75% | 0.00106 | 28.8045 | 28.8045 | 26.8895 | 26.8895 | 26.8895 | 26.8895 | 26.8895 | 26.5658 | 26.5658 | 26.5658 | 26.5658 | 26.5658 | 26.4617 | 26.4617 | 26.4617 | 26.4617 | 26.4617 | 26.3552 | 0 | 0 | 0 | 0 | 0 | 0 | 0 | 0 | 558528.7122 | 558528.7122 | 521395.564 | 521395.564 | 521395.564 | 521395.564 | 521395.564 | 515118.8349 | 515118.8349 | 515118.8349 | 515118.8349 | 515118.8349 | 513100.9831 | 513100.9831 | 513100.9831 | 513100.9831 | 513100.9831 | 511035.6807 | 0 | 0 | 0 | 0 | 0 | 0 | 0 | 0
| 150,001 - 340,000 | 207000 | Wood pellets | 19216506.8628 | 19216506.8628 | 19.2165 | 1144707.3607 | 1.9568 | 0% | 4% | 1.4% | 0.2149 | 0.32764 | 1.9568 | 39740.534 | 18 | 207000 | 100% | 1062 | 86% | 75% | 0.00106 | 28.8045 | 28.8045 | 26.8895 | 26.8895 | 26.8895 | 26.8895 | 26.8895 | 26.5658 | 26.5658 | 26.5658 | 26.5658 | 26.5658 | 26.4617 | 26.4617 | 26.4617 | 26.4617 | 26.4617 | 26.3552 | 0 | 0 | 0 | 0 | 0 | 0 | 0 | 0 | 1144707.3607 | 1144707.3607 | 1068602.7895 | 1068602.7895 | 1068602.7895 | 1068602.7895 | 1068602.7895 | 1055738.6023 | 1055738.6023 | 1055738.6023 | 1055738.6023 | 1055738.6023 | 1051603.005 | 1051603.005 | 1051603.005 | 1051603.005 | 1051603.005 | 1047370.1574 | 0 | 0 | 0 | 0 | 0 | 0 | 0 | 0
Retrofit | 25,000 - 80,000 | 55000 | Wood pellets | 10122407.4612 | 10122407.4612 | 10.1224 | 602981.302 | 1.9568 | 0% | 4% | 1.4% | 0.2149 | 0.32764 | 1.9568 | 20933.5589 | 18 | 55000 | 90% | 1062 | 86% | 65% | 0.00106 | 28.8045 | 28.8045 | 26.8895 | 26.8895 | 26.8895 | 26.8895 | 26.8895 | 26.5658 | 26.5658 | 26.5658 | 26.5658 | 26.5658 | 26.4617 | 26.4617 | 26.4617 | 26.4617 | 26.4617 | 26.3552 | 0 | 0 | 0 | 0 | 0 | 0 | 0 | 0 | 602981.302 | 602981.302 | 562892.7737 | 562892.7737 | 562892.7737 | 562892.7737 | 562892.7737 | 556116.4878 | 556116.4878 | 556116.4878 | 556116.4878 | 556116.4878 | 553938.0378 | 553938.0378 | 553938.0378 | 553938.0378 | 553938.0378 | 551708.3605 | 0 | 0 | 0 | 0 | 0 | 0 | 0 | 0
| 80,001 - 150,000 | 101000 | Wood pellets | 18588420.9741 | 18588420.9741 | 18.5884 | 1107292.9365 | 1.9568 | 0% | 4% | 1.4% | 0.2149 | 0.32764 | 1.9568 | 38441.6263 | 18 | 101000 | 90% | 1062 | 86% | 65% | 0.00106 | 28.8045 | 28.8045 | 26.8895 | 26.8895 | 26.8895 | 26.8895 | 26.8895 | 26.5658 | 26.5658 | 26.5658 | 26.5658 | 26.5658 | 26.4617 | 26.4617 | 26.4617 | 26.4617 | 26.4617 | 26.3552 | 0 | 0 | 0 | 0 | 0 | 0 | 0 | 0 | 1107292.9365 | 1107292.9365 | 1033675.8208 | 1033675.8208 | 1033675.8208 | 1033675.8208 | 1033675.8208 | 1021232.0958 | 1021232.0958 | 1021232.0958 | 1021232.0958 | 1021232.0958 | 1017231.6694 | 1017231.6694 | 1017231.6694 | 1017231.6694 | 1017231.6694 | 1013137.1711 | 0 | 0 | 0 | 0 | 0 | 0 | 0 | 0
| 150,001 - 340,000 | 207000 | Wood pellets | 38097060.8084 | 38097060.8084 | 38.0971 | 2269402.3549 | 1.9568 | 0% | 4% | 1.4% | 0.2149 | 0.32764 | 1.9568 | 78786.3033 | 18 | 207000 | 90% | 1062 | 86% | 65% | 0.00106 | 28.8045 | 28.8045 | 26.8895 | 26.8895 | 26.8895 | 26.8895 | 26.8895 | 26.5658 | 26.5658 | 26.5658 | 26.5658 | 26.5658 | 26.4617 | 26.4617 | 26.4617 | 26.4617 | 26.4617 | 26.3552 | 0 | 0 | 0 | 0 | 0 | 0 | 0 | 0 | 2269402.3549 | 2269402.3549 | 2118523.712 | 2118523.712 | 2118523.712 | 2118523.712 | 2118523.712 | 2093020.236 | 2093020.236 | 2093020.236 | 2093020.236 | 2093020.236 | 2084821.3421 | 2084821.3421 | 2084821.3421 | 2084821.3421 | 2084821.3421 | 2076429.6477 | 0 | 0 | 0 | 0 | 0 | 0 | 0 | 0

## CI_HVAC_AWHS
Characterization: | CI_HVAC_AWHS
C/I Advanced Wood Heating - Pellet and Cordwood Stoves
Assumptions:
▪ Certified efficiency of new stove:
▪ Pellet stove: 77%
▪ Cordwood stove: 75%
▪ Existing stove efficiency is 52%
▪ Primary heating system capacity = 90,000 Btu/h
helper row
[5 empty] | 2025 First Year Savings | Affected Fuel Adders |  | Mixed Baseline Scenario Adders | [12 empty] | Lifecycle Carbon Intensity - With Adder (gCO2e/MJ) | [25 empty] | Lifetime CO2e Reductions, Total [g]
New Stove Type | Fuel | Lifetime CO2e Reductions, Thermal Sector [g] | Lifetime CO2e Reductions, Total [g] | Lifetime Credits | ΔCO2e | CI' | TDL | TDLelec | TDLng | CI' oil | CI' prop | CI' wood | Ehl [MJ] | Measure Life | Btuh | %Stove | EFLH | ηeff | ηbase | MJ/BTU | 2025 | 2026 | 2027 | 2028 | 2029 | 2030 | 2031 | 2032 | 2033 | 2034 | 2035 | 2036 | 2037 | 2038 | 2039 | 2040 | 2041 | 2042 | 2043 | 2044 | 2045 | 2046 | 2047 | 2048 | 2049 | 2050 | 2025 | 2026 | 2027 | 2028 | 2029 | 2030 | 2031 | 2032 | 2033 | 2034 | 2035 | 2036 | 2037 | 2038 | 2039 | 2040 | 2041 | 2042 | 2043 | 2044 | 2045 | 2046 | 2047 | 2048 | 2049 | 2050
Pellet | Wood Pellets | 25807329.7851 | 25807329.7851 | 25.8073 | 1537315.8387 | 1.9568 | 0% | 4% | 1.4% | 0.2149 | 0.32764 | 1.9568 | 85478.4 | 18 | 90000 | 64% | 1400 | 77% | 52% | 0.00106 | 28.8045 | 28.8045 | 26.8895 | 26.8895 | 26.8895 | 26.8895 | 26.8895 | 26.5658 | 26.5658 | 26.5658 | 26.5658 | 26.5658 | 26.4617 | 26.4617 | 26.4617 | 26.4617 | 26.4617 | 26.3552 | 0 | 0 | 0 | 0 | 0 | 0 | 0 | 0 | 1537315.8387 | 1537315.8387 | 1435109.1379 | 1435109.1379 | 1435109.1379 | 1435109.1379 | 1435109.1379 | 1417832.8283 | 1417832.8283 | 1417832.8283 | 1417832.8283 | 1417832.8283 | 1412278.8157 | 1412278.8157 | 1412278.8157 | 1412278.8157 | 1412278.8157 | 1406594.198 | 0 | 0 | 0 | 0 | 0 | 0 | 0 | 0
Cordwood | Firewood, commercial | 65235332.3006 | 65235332.3006 | 65.2353 | 3630053.3074 | 0.79856 | 0% | 4% | 1.4% | 0.2149 | 0.32764 | 0.79856 | 86814 | 18 | 90000 | 65% | 1400 | 75% | 52% | 0.00106 | 70.9022 | 70.9022 | 70.8136 | 70.8136 | 70.8136 | 70.8136 | 70.8136 | 70.7555 | 70.7555 | 70.7555 | 70.7555 | 70.7555 | 70.7547 | 70.7547 | 70.7547 | 70.7547 | 70.7547 | 70.7539 | 0 | 0 | 0 | 0 | 0 | 0 | 0 | 0 | 3630053.3074 | 3630053.3074 | 3625516.2693 | 3625516.2693 | 3625516.2693 | 3625516.2693 | 3625516.2693 | 3622539.2247 | 3622539.2247 | 3622539.2247 | 3622539.2247 | 3622539.2247 | 3622498.3431 | 3622498.3431 | 3622498.3431 | 3622498.3431 | 3622498.3431 | 3622456.5003 | 0 | 0 | 0 | 0 | 0 | 0 | 0 | 0

## CI_HVAC_HPDF
Characterization: | CI_HVAC_HPDF
C/I Air Source Heat Pump - Full Displacement
Assumptions:
▪ Heat pump meets NEEP minimum efficiency standards
▪ Existing A/C presence is unknown
helper row
[5 empty] | 2025 First Year Savings |  |  | Affected Fuel Adders |  | Mixed Baseline Scenario Adders | [20 empty] | Affected Fuel Lifecycle Carbon Intensity - With Adder (gCO2e/MJ) | [25 empty] | Lifetime CO2e Reductions per TonR [g CO2e/tonR], Thermal Sector | [25 empty] | Lifetime CO2e Reductions per TonR [g CO2e/tonR], Total
ASHP Type | Existing heating fuel | Lifetime CO2e Reductions per TonR [g CO2e/tonR], Thermal Sector | Lifetime CO2e Reductions per TonR [g CO2e/tonR], Total | Lifetime Credits per TonR | ΔCO2e | ΔCO2edirect | ΔCO2eHPcool | TDL | CI' | TDLelec | TDLng | CI' prop | CI' oil | CI' wood | ΔEbaseheat [MJ] | EHPheat | Ehl [MJ] | ΔEcool [MJ] | Measure Life | HCAP47F [btuh] | EFLHheat | HSPF2 | ηheat | SEER2 | CCAP [btuh] | EFLHcool | %Cool | Btu per Watt-hour | MJ/Wh | MJ/BTU | 2025 | 2026 | 2027 | 2028 | 2029 | 2030 | 2031 | 2032 | 2033 | 2034 | 2035 | 2036 | 2037 | 2038 | 2039 | 2040 | 2041 | 2042 | 2043 | 2044 | 2045 | 2046 | 2047 | 2048 | 2049 | 2050 | 2025 | 2026 | 2027 | 2028 | 2029 | 2030 | 2031 | 2032 | 2033 | 2034 | 2035 | 2036 | 2037 | 2038 | 2039 | 2040 | 2041 | 2042 | 2043 | 2044 | 2045 | 2046 | 2047 | 2048 | 2049 | 2050 | 2025 | 2026 | 2027 | 2028 | 2029 | 2030 | 2031 | 2032 | 2033 | 2034 | 2035 | 2036 | 2037 | 2038 | 2039 | 2040 | 2041 | 2042 | 2043 | 2044 | 2045 | 2046 | 2047 | 2048 | 2049 | 2050
Ducted | Natural Gas | 21860770.4804 | 21665243.523 | 21.8608 | 1174954.4191 | 1197431.7101 | -22477.291 | 1.4% | 0 | 4% | 1.4% | 0.32764 | 0.2149 | 1.3777 | 24298.0909 | 9474.867 | 21382.32 | -571.3276 | 16 | 12000 | 1681 | 7.7 | 0.88 | 14.3 | 12000 | 591 | 68% | 3.412 | 0.0036 | 0.00106 | 63.7174 | 63.7174 | 63.7174 | 63.7174 | 63.7174 | 63.6511 | 63.6511 | 63.6511 | 63.6511 | 63.6511 | 63.6399 | 63.6399 | 63.6399 | 63.6399 | 63.6399 | 63.6363 | 0 | 0 | 0 | 0 | 0 | 0 | 0 | 0 | 0 | 0 | 1197431.7101 | 1223351.585 | 1249271.4599 | 1275191.3348 | 1301111.2098 | 1325396.8834 | 1351316.7583 | 1377236.6332 | 1403156.5082 | 1429076.3831 | 1454719.7791 | 1454719.7791 | 1454719.7791 | 1454719.7791 | 1454719.7791 | 1454631.1193 | 0 | 0 | 0 | 0 | 0 | 0 | 0 | 0 | 0 | 0 | 1174954.4191 | 1202437.2435 | 1229920.0679 | 1257402.8924 | 1284885.7168 | 1310734.3399 | 1338217.1644 | 1365699.9888 | 1393182.8132 | 1420665.6377 | 1447871.9832 | 1447871.9832 | 1447871.9832 | 1447871.9832 | 1447871.9832 | 1447783.3234 | 0 | 0 | 0 | 0 | 0 | 0 | 0 | 0 | 0 | 0
| Propane | 25380486.1161 | 25184959.1587 | 25.3805 | 1400506.815 | 1422984.106 | -22477.291 | 0% | 0.32764 | 4% | 1.4% | 0.32764 | 0.2149 | 1.3777 | 24298.0909 | 9474.867 | 21382.32 | -571.3276 | 16 | 12000 | 1681 | 7.7 | 0.88 | 14.3 | 12000 | 591 | 68% | 3.412 | 0.0036 | 0.00106 | 73.9048 | 73.9048 | 73.9048 | 73.9048 | 73.9048 | 73.5345 | 73.5345 | 73.5345 | 73.5345 | 73.5345 | 73.4701 | 73.4701 | 73.4701 | 73.4701 | 73.4701 | 73.4507 | 0 | 0 | 0 | 0 | 0 | 0 | 0 | 0 | 0 | 0 | 1422984.106 | 1448903.9809 | 1474823.8559 | 1500743.7308 | 1526663.6057 | 1543585.0866 | 1569504.9615 | 1595424.8364 | 1621344.7113 | 1647264.5863 | 1671618.6312 | 1671618.6312 | 1671618.6312 | 1671618.6312 | 1671618.6312 | 1671149.4986 | 0 | 0 | 0 | 0 | 0 | 0 | 0 | 0 | 0 | 0 | 1400506.815 | 1427989.6395 | 1455472.4639 | 1482955.2883 | 1510438.1128 | 1528922.5431 | 1556405.3675 | 1583888.192 | 1611371.0164 | 1638853.8409 | 1664770.8353 | 1664770.8353 | 1664770.8353 | 1664770.8353 | 1664770.8353 | 1664301.7027 | 0 | 0 | 0 | 0 | 0 | 0 | 0 | 0 | 0 | 0
| Oil | 31929032.5715 | 31733505.6141 | 31.929 | 1813627.5073 | 1836104.7983 | -22477.291 | 0% | 0.2149 | 4% | 1.4% | 0.32764 | 0.2149 | 1.3777 | 26397.9259 | 9474.867 | 21382.32 | -571.3276 | 16 | 12000 | 1681 | 7.7 | 0.81 | 14.3 | 12000 | 591 | 68% | 3.412 | 0.0036 | 0.00106 | 83.6758 | 83.6758 | 83.6758 | 83.6758 | 83.6758 | 83.1407 | 83.1407 | 83.1407 | 83.1407 | 83.1407 | 83.0516 | 83.0516 | 83.0516 | 83.0516 | 83.0516 | 83.0236 | 0 | 0 | 0 | 0 | 0 | 0 | 0 | 0 | 0 | 0 | 1836104.7983 | 1862024.6732 | 1887944.5481 | 1913864.4231 | 1939784.298 | 1951578.663 | 1977498.5379 | 2003418.4129 | 2029338.2878 | 2055258.1627 | 2078825.9143 | 2078825.9143 | 2078825.9143 | 2078825.9143 | 2078825.9143 | 2078088.1952 | 0 | 0 | 0 | 0 | 0 | 0 | 0 | 0 | 0 | 0 | 1813627.5073 | 1841110.3317 | 1868593.1562 | 1896075.9806 | 1923558.805 | 1936916.1196 | 1964398.944 | 1991881.7684 | 2019364.5929 | 2046847.4173 | 2071978.1184 | 2071978.1184 | 2071978.1184 | 2071978.1184 | 2071978.1184 | 2071240.3993 | 0 | 0 | 0 | 0 | 0 | 0 | 0 | 0 | 0 | 0
| Unknown, commercial | 16688203.2441 | 16492676.2867 | 16.6882 | 888917.9759 | 911395.2669 | -22477.291 | 0% | 0 | 4% | 1.4% | 0.32764 | 0.2149 | 1.3777 | blended | 9474.867 | 21382.32 | -571.3276 | 16 | 12000 | 1681 | 7.7 | blended | 14.3 | 12000 | 591 | 68% | 3.412 | 0.0036 | 0.00106 | blended | blended | blended | blended | blended | blended | blended | blended | blended | blended | blended | blended | blended | blended | blended | blended | blended | blended | blended | blended | blended | blended | blended | blended | blended | blended | 911395.2669 | 932041.0528 | 952686.8386 | 973332.6245 | 993978.4104 | 1009503.954 | 1030149.7398 | 1050795.5257 | 1071441.3116 | 1092087.0975 | 1111842.9698 | 1111842.9698 | 1111842.9698 | 1111842.9698 | 1111842.9698 | 1111576.5732 | 0 | 0 | 0 | 0 | 0 | 0 | 0 | 0 | 0 | 0 | 888917.9759 | 911126.7113 | 933335.4467 | 955544.182 | 977752.9174 | 994841.4105 | 1017050.1459 | 1039258.8813 | 1061467.6167 | 1083676.352 | 1104995.1739 | 1104995.1739 | 1104995.1739 | 1104995.1739 | 1104995.1739 | 1104728.7773 | 0 | 0 | 0 | 0 | 0 | 0 | 0 | 0 | 0 | 0
Non-Ducted | Natural Gas | 21774300.9047 | 21587898.5386 | 21.7743 | 1166063.0327 | 1187491.3835 | -21428.3507 | 1.4% | 0 | 4% | 1.4% | 0.32764 | 0.2149 | 1.3777 | 24298.0909 | 9727.5301 | 21382.32 | -544.6656 | 16 | 12000 | 1681 | 7.5 | 0.88 | 15 | 12000 | 591 | 68% | 3.412 | 0.0036 | 0.00106 | 63.7174 | 63.7174 | 63.7174 | 63.7174 | 63.7174 | 63.6511 | 63.6511 | 63.6511 | 63.6511 | 63.6511 | 63.6399 | 63.6399 | 63.6399 | 63.6399 | 63.6399 | 63.6363 | 0 | 0 | 0 | 0 | 0 | 0 | 0 | 0 | 0 | 0 | 1187491.3835 | 1214102.455 | 1240713.5266 | 1267324.5982 | 1293935.6698 | 1318912.5401 | 1345523.6117 | 1372134.6833 | 1398745.7549 | 1425356.8265 | 1451691.4191 | 1451691.4191 | 1451691.4191 | 1451691.4191 | 1451691.4191 | 1451602.7594 | 0 | 0 | 0 | 0 | 0 | 0 | 0 | 0 | 0 | 0 | 1166063.0327 | 1194164.1162 | 1222265.1996 | 1250366.2831 | 1278467.3665 | 1304934.2487 | 1333035.3321 | 1361136.4156 | 1389237.4991 | 1417338.5825 | 1445163.187 | 1445163.187 | 1445163.187 | 1445163.187 | 1445163.187 | 1445074.5273 | 0 | 0 | 0 | 0 | 0 | 0 | 0 | 0 | 0 | 0
| Propane | 25294016.5404 | 25107614.1743 | 25.294 | 1391615.4287 | 1413043.7794 | -21428.3507 | 0% | 0.32764 | 4% | 1.4% | 0.32764 | 0.2149 | 1.3777 | 24298.0909 | 9727.5301 | 21382.32 | -544.6656 | 16 | 12000 | 1681 | 7.5 | 0.88 | 15 | 12000 | 591 | 68% | 3.412 | 0.0036 | 0.00106 | 73.9048 | 73.9048 | 73.9048 | 73.9048 | 73.9048 | 73.5345 | 73.5345 | 73.5345 | 73.5345 | 73.5345 | 73.4701 | 73.4701 | 73.4701 | 73.4701 | 73.4701 | 73.4507 | 0 | 0 | 0 | 0 | 0 | 0 | 0 | 0 | 0 | 0 | 1413043.7794 | 1439654.851 | 1466265.9226 | 1492876.9942 | 1519488.0658 | 1537100.7433 | 1563711.8149 | 1590322.8865 | 1616933.9581 | 1643545.0297 | 1668590.2713 | 1668590.2713 | 1668590.2713 | 1668590.2713 | 1668590.2713 | 1668121.1387 | 0 | 0 | 0 | 0 | 0 | 0 | 0 | 0 | 0 | 0 | 1391615.4287 | 1419716.5121 | 1447817.5956 | 1475918.679 | 1504019.7625 | 1523122.4519 | 1551223.5353 | 1579324.6188 | 1607425.7022 | 1635526.7857 | 1662062.0392 | 1662062.0392 | 1662062.0392 | 1662062.0392 | 1662062.0392 | 1661592.9066 | 0 | 0 | 0 | 0 | 0 | 0 | 0 | 0 | 0 | 0
| Oil | 31842562.9957 | 31656160.6297 | 31.8426 | 1804736.1209 | 1826164.4717 | -21428.3507 | 0% | 0.2149 | 4% | 1.4% | 0.32764 | 0.2149 | 1.3777 | 26397.9259 | 9727.5301 | 21382.32 | -544.6656 | 16 | 12000 | 1681 | 7.5 | 0.81 | 15 | 12000 | 591 | 68% | 3.412 | 0.0036 | 0.00106 | 83.6758 | 83.6758 | 83.6758 | 83.6758 | 83.6758 | 83.1407 | 83.1407 | 83.1407 | 83.1407 | 83.1407 | 83.0516 | 83.0516 | 83.0516 | 83.0516 | 83.0516 | 83.0236 | 0 | 0 | 0 | 0 | 0 | 0 | 0 | 0 | 0 | 0 | 1826164.4717 | 1852775.5433 | 1879386.6149 | 1905997.6865 | 1932608.758 | 1945094.3197 | 1971705.3913 | 1998316.4629 | 2024927.5345 | 2051538.6061 | 2075797.5543 | 2075797.5543 | 2075797.5543 | 2075797.5543 | 2075797.5543 | 2075059.8353 | 0 | 0 | 0 | 0 | 0 | 0 | 0 | 0 | 0 | 0 | 1804736.1209 | 1832837.2044 | 1860938.2879 | 1889039.3713 | 1917140.4548 | 1931116.0283 | 1959217.1118 | 1987318.1952 | 2015419.2787 | 2043520.3621 | 2069269.3222 | 2069269.3222 | 2069269.3222 | 2069269.3222 | 2069269.3222 | 2068531.6032 | 0 | 0 | 0 | 0 | 0 | 0 | 0 | 0 | 0 | 0
| Unknown, commercial | 16601733.6683 | 16415331.3023 | 16.6017 | 880026.5895 | 901454.9403 | -21428.3507 | 0% | 0 | 4% | 1.4% | 0.32764 | 0.2149 | 1.3777 | blended | 9727.5301 | 21382.32 | -544.6656 | 16 | 12000 | 1681 | 7.5 | blended | 15 | 12000 | 591 | 68% | 3.412 | 0.0036 | 0.00106 | blended | blended | blended | blended | blended | blended | blended | blended | blended | blended | blended | blended | blended | blended | blended | blended | blended | blended | blended | blended | blended | blended | blended | blended | blended | blended | 901454.9403 | 922791.9228 | 944128.9054 | 965465.8879 | 986802.8704 | 1003019.6107 | 1024356.5932 | 1045693.5758 | 1067030.5583 | 1088367.5408 | 1108814.6099 | 1108814.6099 | 1108814.6099 | 1108814.6099 | 1108814.6099 | 1108548.2133 | 0 | 0 | 0 | 0 | 0 | 0 | 0 | 0 | 0 | 0 | 880026.5895 | 902853.5839 | 925680.5784 | 948507.5728 | 971334.5672 | 989041.3193 | 1011868.3137 | 1034695.3081 | 1057522.3025 | 1080349.2969 | 1102286.3778 | 1102286.3778 | 1102286.3778 | 1102286.3778 | 1102286.3778 | 1102019.9812 | 0 | 0 | 0 | 0 | 0 | 0 | 0 | 0 | 0 | 0
Table 46. Vermont Heating Fuel Mix and Average Heating Efficiency, C/I Buildings
[19 empty] | Heating Fuel | C/I Sector % | Average Heating Efficiency (ηave)
[19 empty] | Oil | 15% | 0.81
[19 empty] | Propane | 29% | 0.88
[19 empty] | Natural Gas | 22% | 0.88
[19 empty] | Electricity | 33% | 3.66
[19 empty] | Wood | 1% | 0.75

## CI_HVAC_HPDP
Characterization: | CI_HVAC_HPDP
C/I Air Source Heat Pump - Partial Displacement
Assumptions:
▪ Heat pump meets ENERGY STAR min eff standards
▪ Existing A/C presence is unknown
helper row
[5 empty] | 2025 First Year Savings |  |  | Affected Fuel Adders |  | Mixed Baseline Scenario Adders | [21 empty] | Affected Fuel Lifecycle Carbon Intensity - With Adder (gCO2e/MJ) | [25 empty] | Lifetime CO2e Reductions per TonR [g CO2e/tonR], Thermal Sector | [25 empty] | Lifetime CO2e Reductions per TonR [g CO2e/tonR], Total
ASHP Type | Existing heating fuel | Lifetime CO2e Reductions per TonR [g CO2e/tonR], Thermal Sector | Lifetime CO2e Reductions per TonR [g CO2e/tonR], Total | Lifetime Credits per TonR | ΔCO2e | ΔCO2edirect | ΔCO2eHPcool | TDL | CI' | TDLelec | TDLng | CI' prop | CI' oil | CI' wood | ΔEbaseheat [MJ] | EHPheat | Ehl [MJ] | ΔEcool [MJ] | Measure Life | HCAP47F [btuh] | EFLHheat | HF | HSPF2 | ηheat | SEER2 | CCAP [btuh] | EFLHcool | %Cool | Btu per Watt-hour | MJ/Wh | MJ/BTU | 2025 | 2026 | 2027 | 2028 | 2029 | 2030 | 2031 | 2032 | 2033 | 2034 | 2035 | 2036 | 2037 | 2038 | 2039 | 2040 | 2041 | 2042 | 2043 | 2044 | 2045 | 2046 | 2047 | 2048 | 2049 | 2050 | 2025 | 2026 | 2027 | 2028 | 2029 | 2030 | 2031 | 2032 | 2033 | 2034 | 2035 | 2036 | 2037 | 2038 | 2039 | 2040 | 2041 | 2042 | 2043 | 2044 | 2045 | 2046 | 2047 | 2048 | 2049 | 2050 | 2025 | 2026 | 2027 | 2028 | 2029 | 2030 | 2031 | 2032 | 2033 | 2034 | 2035 | 2036 | 2037 | 2038 | 2039 | 2040 | 2041 | 2042 | 2043 | 2044 | 2045 | 2046 | 2047 | 2048 | 2049 | 2050
Split System | Natural Gas | 6789726.1415 | 6605776.4381 | 6.7897 | 351538.9223 | 372685.3211 | -21146.3988 | 1.4% | 0 | 4% | 1.4% | 0.32764 | 0.2149 | 1.3777 | 7532.4082 | 2899.5522 | 6628.5192 | -537.4989 | 16 | 12000 | 1681 | 31% | 7.8 | 0.88 | 15.2 | 12000 | 591 | 68% | 3.412 | 0.0036 | 0.00106 | 63.7174 | 63.7174 | 63.7174 | 63.7174 | 63.7174 | 63.6511 | 63.6511 | 63.6511 | 63.6511 | 63.6511 | 63.6399 | 63.6399 | 63.6399 | 63.6399 | 63.6399 | 63.6363 | 0 | 0 | 0 | 0 | 0 | 0 | 0 | 0 | 0 | 0 | 372685.3211 | 380617.4674 | 388549.6138 | 396481.7601 | 404413.9065 | 411839.4504 | 419771.5967 | 427703.7431 | 435635.8894 | 443568.0357 | 451414.4736 | 451414.4736 | 451414.4736 | 451414.4736 | 451414.4736 | 451386.9891 | 0 | 0 | 0 | 0 | 0 | 0 | 0 | 0 | 0 | 0 | 351538.9223 | 360941.4751 | 370344.0279 | 379746.5807 | 389149.1335 | 398045.0839 | 407447.6366 | 416850.1894 | 426252.7422 | 435655.295 | 444972.1393 | 444972.1393 | 444972.1393 | 444972.1393 | 444972.1393 | 444944.6548 | 0 | 0 | 0 | 0 | 0 | 0 | 0 | 0 | 0 | 0
| Propane | 7880837.9885 | 7696888.2852 | 7.8808 | 421460.1651 | 442606.5638 | -21146.3988 | 0% | 0.32764 | 4% | 1.4% | 0.32764 | 0.2149 | 1.3777 | 7532.4082 | 2899.5522 | 6628.5192 | -537.4989 | 16 | 12000 | 1681 | 31% | 7.8 | 0.88 | 15.2 | 12000 | 591 | 68% | 3.412 | 0.0036 | 0.00106 | 73.9048 | 73.9048 | 73.9048 | 73.9048 | 73.9048 | 73.5345 | 73.5345 | 73.5345 | 73.5345 | 73.5345 | 73.4701 | 73.4701 | 73.4701 | 73.4701 | 73.4701 | 73.4507 | 0 | 0 | 0 | 0 | 0 | 0 | 0 | 0 | 0 | 0 | 442606.5638 | 450538.7102 | 458470.8565 | 466403.0029 | 474335.1492 | 479477.7934 | 487409.9397 | 495342.0861 | 503274.2324 | 511206.3787 | 518653.1178 | 518653.1178 | 518653.1178 | 518653.1178 | 518653.1178 | 518507.6867 | 0 | 0 | 0 | 0 | 0 | 0 | 0 | 0 | 0 | 0 | 421460.1651 | 430862.7179 | 440265.2707 | 449667.8234 | 459070.3762 | 465683.4268 | 475085.9796 | 484488.5324 | 493891.0852 | 503293.638 | 512210.7835 | 512210.7835 | 512210.7835 | 512210.7835 | 512210.7835 | 512065.3524 | 0 | 0 | 0 | 0 | 0 | 0 | 0 | 0 | 0 | 0
| Oil | 9910887.3897 | 9726937.6863 | 9.9109 | 549527.5797 | 570673.9784 | -21146.3988 | 0% | 0.2149 | 4% | 1.4% | 0.32764 | 0.2149 | 1.3777 | 8183.357 | 2899.5522 | 6628.5192 | -537.4989 | 16 | 12000 | 1681 | 31% | 7.8 | 0.81 | 15.2 | 12000 | 591 | 68% | 3.412 | 0.0036 | 0.00106 | 83.6758 | 83.6758 | 83.6758 | 83.6758 | 83.6758 | 83.1407 | 83.1407 | 83.1407 | 83.1407 | 83.1407 | 83.0516 | 83.0516 | 83.0516 | 83.0516 | 83.0516 | 83.0236 | 0 | 0 | 0 | 0 | 0 | 0 | 0 | 0 | 0 | 0 | 570673.9784 | 578606.1248 | 586538.2711 | 594470.4175 | 602402.5638 | 605955.8021 | 613887.9484 | 621820.0948 | 629752.2411 | 637684.3874 | 644887.3755 | 644887.3755 | 644887.3755 | 644887.3755 | 644887.3755 | 644658.6826 | 0 | 0 | 0 | 0 | 0 | 0 | 0 | 0 | 0 | 0 | 549527.5797 | 558930.1325 | 568332.6853 | 577735.2381 | 587137.7908 | 592161.4355 | 601563.9883 | 610966.5411 | 620369.0939 | 629771.6467 | 638445.0412 | 638445.0412 | 638445.0412 | 638445.0412 | 638445.0412 | 638216.3483 | 0 | 0 | 0 | 0 | 0 | 0 | 0 | 0 | 0 | 0
| Unknown, commercial | 5186230.2982 | 5002280.5948 | 5.1862 | 262764.8585 | 283911.2572 | -21146.3988 | 0% | 0 | 4% | 1.4% | 0.32764 | 0.2149 | 1.3777 | blended | 2899.5522 | 6628.5192 | -537.4989 | 16 | 12000 | 1681 | 31% | 7.8 | blended | 15.2 | 12000 | 591 | 68% | 3.412 | 0.0036 | 0.00106 | blended | blended | blended | blended | blended | blended | blended | blended | blended | blended | blended | blended | blended | blended | blended | blended | blended | blended | blended | blended | blended | blended | blended | blended | blended | blended | 284014.0237 | 290311.2024 | 296608.3812 | 302905.5599 | 309202.7386 | 313912.6423 | 320209.821 | 326506.9997 | 332804.1785 | 339101.3572 | 345122.6628 | 345122.6628 | 345122.6628 | 345122.6628 | 345122.6628 | 345040.0798 | 0 | 0 | 0 | 0 | 0 | 0 | 0 | 0 | 0 | 0 | 262867.625 | 270635.2101 | 278402.7953 | 286170.3805 | 293937.9657 | 300118.2757 | 307885.8609 | 315653.4461 | 323421.0313 | 331188.6165 | 338680.3284 | 338680.3284 | 338680.3284 | 338680.3284 | 338680.3284 | 338597.7455 | 0 | 0 | 0 | 0 | 0 | 0 | 0 | 0 | 0 | 0
Single Package | Natural Gas | 6707032.681 | 6523082.9777 | 6.707 | 342032.6885 | 363179.0873 | -21146.3988 | 1.4% | 0 | 4% | 1.4% | 0.32764 | 0.2149 | 1.3777 | 7532.4082 | 3141.1816 | 6628.5192 | -537.4989 | 16 | 12000 | 1681 | 31% | 7.2 | 0.88 | 15.2 | 12000 | 591 | 68% | 3.412 | 0.0036 | 0.00106 | 63.7174 | 63.7174 | 63.7174 | 63.7174 | 63.7174 | 63.6511 | 63.6511 | 63.6511 | 63.6511 | 63.6511 | 63.6399 | 63.6399 | 63.6399 | 63.6399 | 63.6399 | 63.6363 | 0 | 0 | 0 | 0 | 0 | 0 | 0 | 0 | 0 | 0 | 363179.0873 | 371772.2458 | 380365.4044 | 388958.5629 | 397551.7214 | 405638.2776 | 414231.4361 | 422824.5946 | 431417.7532 | 440010.9117 | 448518.3618 | 448518.3618 | 448518.3618 | 448518.3618 | 448518.3618 | 448490.8772 | 0 | 0 | 0 | 0 | 0 | 0 | 0 | 0 | 0 | 0 | 342032.6885 | 352096.2535 | 362159.8185 | 372223.3835 | 382286.9485 | 391843.911 | 401907.476 | 411971.041 | 422034.606 | 432098.1709 | 442076.0275 | 442076.0275 | 442076.0275 | 442076.0275 | 442076.0275 | 442048.5429 | 0 | 0 | 0 | 0 | 0 | 0 | 0 | 0 | 0 | 0
| Propane | 7798144.5281 | 7614194.8247 | 7.7981 | 411953.9313 | 433100.33 | -21146.3988 | 0% | 0.32764 | 4% | 1.4% | 0.32764 | 0.2149 | 1.3777 | 7532.4082 | 3141.1816 | 6628.5192 | -537.4989 | 16 | 12000 | 1681 | 31% | 7.2 | 0.88 | 15.2 | 12000 | 591 | 68% | 3.412 | 0.0036 | 0.00106 | 73.9048 | 73.9048 | 73.9048 | 73.9048 | 73.9048 | 73.5345 | 73.5345 | 73.5345 | 73.5345 | 73.5345 | 73.4701 | 73.4701 | 73.4701 | 73.4701 | 73.4701 | 73.4507 | 0 | 0 | 0 | 0 | 0 | 0 | 0 | 0 | 0 | 0 | 433100.33 | 441693.4886 | 450286.6471 | 458879.8056 | 467472.9642 | 473276.6205 | 481869.7791 | 490462.9376 | 499056.0961 | 507649.2547 | 515757.0059 | 515757.0059 | 515757.0059 | 515757.0059 | 515757.0059 | 515611.5748 | 0 | 0 | 0 | 0 | 0 | 0 | 0 | 0 | 0 | 0 | 411953.9313 | 422017.4963 | 432081.0612 | 442144.6262 | 452208.1912 | 459482.254 | 469545.819 | 479609.384 | 489672.949 | 499736.5139 | 509314.6716 | 509314.6716 | 509314.6716 | 509314.6716 | 509314.6716 | 509169.2405 | 0 | 0 | 0 | 0 | 0 | 0 | 0 | 0 | 0 | 0
| Oil | 9828193.9292 | 9644244.2259 | 9.8282 | 540021.3459 | 561167.7446 | -21146.3988 | 0% | 0.2149 | 4% | 1.4% | 0.32764 | 0.2149 | 1.3777 | 8183.357 | 3141.1816 | 6628.5192 | -537.4989 | 16 | 12000 | 1681 | 31% | 7.2 | 0.81 | 15.2 | 12000 | 591 | 68% | 3.412 | 0.0036 | 0.00106 | 83.6758 | 83.6758 | 83.6758 | 83.6758 | 83.6758 | 83.1407 | 83.1407 | 83.1407 | 83.1407 | 83.1407 | 83.0516 | 83.0516 | 83.0516 | 83.0516 | 83.0516 | 83.0236 | 0 | 0 | 0 | 0 | 0 | 0 | 0 | 0 | 0 | 0 | 561167.7446 | 569760.9032 | 578354.0617 | 586947.2202 | 595540.3788 | 599754.6292 | 608347.7878 | 616940.9463 | 625534.1048 | 634127.2634 | 641991.2637 | 641991.2637 | 641991.2637 | 641991.2637 | 641991.2637 | 641762.5708 | 0 | 0 | 0 | 0 | 0 | 0 | 0 | 0 | 0 | 0 | 540021.3459 | 550084.9109 | 560148.4758 | 570212.0408 | 580275.6058 | 585960.2627 | 596023.8277 | 606087.3927 | 616150.9577 | 626214.5226 | 635548.9294 | 635548.9294 | 635548.9294 | 635548.9294 | 635548.9294 | 635320.2365 | 0 | 0 | 0 | 0 | 0 | 0 | 0 | 0 | 0 | 0
| Unknown, commercial | 5103536.8378 | 4919587.1344 | 5.1035 | 253258.6247 | 274405.0234 | -21146.3988 | 0% | 0 | 4% | 1.4% | 0.32764 | 0.2149 | 1.3777 | blended | 3141.1816 | 6628.5192 | -537.4989 | 16 | 12000 | 1681 | 31% | 7.2 | blended | 15.2 | 12000 | 591 | 68% | 3.412 | 0.0036 | 0.00106 | blended | blended | blended | blended | blended | blended | blended | blended | blended | blended | blended | blended | blended | blended | blended | blended | blended | blended | blended | blended | blended | blended | blended | blended | blended | blended | 274507.7899 | 281465.9808 | 288424.1718 | 295382.3627 | 302340.5536 | 307711.4694 | 314669.6604 | 321627.8513 | 328586.0422 | 335544.2332 | 342226.5509 | 342226.5509 | 342226.5509 | 342226.5509 | 342226.5509 | 342143.9679 | 0 | 0 | 0 | 0 | 0 | 0 | 0 | 0 | 0 | 0 | 253361.3912 | 261789.9885 | 270218.5859 | 278647.1833 | 287075.7806 | 293917.1029 | 302345.7003 | 310774.2977 | 319202.895 | 327631.4924 | 335784.2166 | 335784.2166 | 335784.2166 | 335784.2166 | 335784.2166 | 335701.6336 | 0 | 0 | 0 | 0 | 0 | 0 | 0 | 0 | 0 | 0
Table 48. Vermont Heating Fuel Mix and Average Heating Efficiency, C/I Buildings
[19 empty] | Heating Fuel | C/I Sector % | Average Heating Efficiency (ηave)
[19 empty] | Oil | 15% | 0.81
[19 empty] | Propane | 29% | 0.88
[19 empty] | Natural Gas | 22% | 0.88
[19 empty] | Electricity | 33% | 3.66
[19 empty] | Wood | 1% | 0.75

## CI_HVAC_AWHP
Characterization: | CI_HVAC_AWHP
C/I Air-to-Water Heat Pump
Assumptions:
▪ AWHP COPheat = 2.83
▪ Existing A/C system presence is unknown
helper row
|  |  |  | 2025 First Year Savings |  |  |  |  | Affected Fuel Adders |  | Mixed Baseline Scenario Adders | [17 empty] | Affected Fuel Lifecycle Carbon Intensity - With Adder (gCO2e/MJ) | [25 empty] | Lifetime CO2e Reductions per TonR [g CO2e/tonR], Thermal Sector | [25 empty] | Lifetime CO2e Reductions per TonR [g CO2e/tonR], Total
Existing heating fuel | Lifetime CO2e Reductions per TonR [g CO2e/tonR], Thermal Sector | Lifetime CO2e Reductions per TonR [g CO2e/tonR], Total | Lifetime Credits per TonR | ΔCO2e | ΔCO2edirect | ΔCO2ebase | ΔCO2eHPheat | ΔCO2ecool | TDL | CI' | TDLelec | TDLng | CI' prop | CI' oil | CI' wood | ΔEbaseheat [MJ] | ΔEHPheat | ΔEcool [MJ] | Ehl [MJ] | Measure Life | HCAP47F [btuh] | EFLHheat | COPhp | ηheat | % Cool | CCAP47F [btuh] | EFLHcool | MJ/BTU | 2025 | 2026 | 2027 | 2028 | 2029 | 2030 | 2031 | 2032 | 2033 | 2034 | 2035 | 2036 | 2037 | 2038 | 2039 | 2040 | 2041 | 2042 | 2043 | 2044 | 2045 | 2046 | 2047 | 2048 | 2049 | 2050 | 2025 | 2026 | 2027 | 2028 | 2029 | 2030 | 2031 | 2032 | 2033 | 2034 | 2035 | 2036 | 2037 | 2038 | 2039 | 2040 | 2041 | 2042 | 2043 | 2044 | 2045 | 2046 | 2047 | 2048 | 2049 | 2050 | 2025 | 2026 | 2027 | 2028 | 2029 | 2030 | 2031 | 2032 | 2033 | 2034 | 2035 | 2036 | 2037 | 2038 | 2039 | 2040 | 2041 | 2042 | 2043 | 2044 | 2045 | 2046 | 2047 | 2048 | 2049 | 2050
Natural Gas | 22519638.5964 | 22252191.9767 | 22.5196 | 1242080.9992 | 1273173.5441 | 1570193.9574 | 297020.4132 | -31092.5449 | 1.4% | 0 | 4% | 1.4% | 0.32764 | 0.2149 | 1.3777 | 24298.0909 | 7549.6618 | -849.3706 | 21382.32 | 16 | 12000 | 1681 | 2.8322 | 0.88 | 68% | 12000 | 591 | 0.00106 | 63.7174 | 63.7174 | 63.7174 | 63.7174 | 63.7174 | 63.6511 | 63.6511 | 63.6511 | 63.6511 | 63.6511 | 63.6399 | 63.6399 | 63.6399 | 63.6399 | 63.6399 | 63.6363 | 0 | 0 | 0 | 0 | 0 | 0 | 0 | 0 | 0 | 0 | 1273173.5441 | 1293826.7407 | 1314479.9372 | 1335133.1338 | 1355786.3303 | 1374805.3256 | 1395458.5221 | 1416111.7187 | 1436764.9152 | 1457418.1118 | 1477794.8294 | 1477794.8294 | 1477794.8294 | 1477794.8294 | 1477794.8294 | 1477706.1697 | 0 | 0 | 0 | 0 | 0 | 0 | 0 | 0 | 0 | 0 | 1242080.9992 | 1265057.7725 | 1288034.5458 | 1311011.3191 | 1333988.0924 | 1355330.6645 | 1378307.4378 | 1401284.2111 | 1424260.9844 | 1447237.7577 | 1467614.4753 | 1467614.4753 | 1467614.4753 | 1467614.4753 | 1467614.4753 | 1467525.8156 | 0 | 0 | 0 | 0 | 0 | 0 | 0 | 0 | 0 | 0
Propane | 26039354.2321 | 25771907.6124 | 26.0394 | 1467633.3951 | 1498725.9401 | 1795746.3533 | 297020.4132 | -31092.5449 | 0% | 0.32764 | 4% | 1.4% | 0.32764 | 0.2149 | 1.3777 | 24298.0909 | 7549.6618 | -849.3706 | 21382.32 | 16 | 12000 | 1681 | 2.8322 | 0.88 | 68% | 12000 | 591 | 0.00106 | 73.9048 | 73.9048 | 73.9048 | 73.9048 | 73.9048 | 73.5345 | 73.5345 | 73.5345 | 73.5345 | 73.5345 | 73.4701 | 73.4701 | 73.4701 | 73.4701 | 73.4701 | 73.4507 | 0 | 0 | 0 | 0 | 0 | 0 | 0 | 0 | 0 | 0 | 1498725.9401 | 1519379.1366 | 1540032.3332 | 1560685.5297 | 1581338.7263 | 1592993.5288 | 1613646.7253 | 1634299.9219 | 1654953.1184 | 1675606.315 | 1694693.6816 | 1694693.6816 | 1694693.6816 | 1694693.6816 | 1694693.6816 | 1694224.549 | 0 | 0 | 0 | 0 | 0 | 0 | 0 | 0 | 0 | 0 | 1467633.3951 | 1490610.1685 | 1513586.9418 | 1536563.7151 | 1559540.4884 | 1573518.8676 | 1596495.6409 | 1619472.4143 | 1642449.1876 | 1665425.9609 | 1684513.3275 | 1684513.3275 | 1684513.3275 | 1684513.3275 | 1684513.3275 | 1684044.1949 | 0 | 0 | 0 | 0 | 0 | 0 | 0 | 0 | 0 | 0
Oil | 32587900.6875 | 32320454.0678 | 32.5879 | 1880754.0874 | 1911846.6323 | 2208867.0456 | 297020.4132 | -31092.5449 | 0% | 0.2149 | 4% | 1.4% | 0.32764 | 0.2149 | 1.3777 | 26397.9259 | 7549.6618 | -849.3706 | 21382.32 | 16 | 12000 | 1681 | 2.8322 | 0.81 | 68% | 12000 | 591 | 0.00106 | 83.6758 | 83.6758 | 83.6758 | 83.6758 | 83.6758 | 83.1407 | 83.1407 | 83.1407 | 83.1407 | 83.1407 | 83.0516 | 83.0516 | 83.0516 | 83.0516 | 83.0516 | 83.0236 | 0 | 0 | 0 | 0 | 0 | 0 | 0 | 0 | 0 | 0 | 1911846.6323 | 1932499.8289 | 1953153.0255 | 1973806.222 | 1994459.4186 | 2000987.1052 | 2021640.3018 | 2042293.4983 | 2062946.6949 | 2083599.8914 | 2101900.9646 | 2101900.9646 | 2101900.9646 | 2101900.9646 | 2101900.9646 | 2101163.2456 | 0 | 0 | 0 | 0 | 0 | 0 | 0 | 0 | 0 | 0 | 1880754.0874 | 1903730.8607 | 1926707.634 | 1949684.4074 | 1972661.1807 | 1981512.4441 | 2004489.2174 | 2027465.9907 | 2050442.764 | 2073419.5373 | 2091720.6105 | 2091720.6105 | 2091720.6105 | 2091720.6105 | 2091720.6105 | 2090982.8915 | 0 | 0 | 0 | 0 | 0 | 0 | 0 | 0 | 0 | 0
Unknown, commercial | 17347071.3601 | 17079624.7404 | 17.3471 | 955713.0512 | 986805.5961 | 1283826.0094 | 297020.4132 | -31092.5449 | 0% | 0 | 4% | 1.4% | 0.32764 | 0.2149 | 1.3777 | blended | 7549.6618 | -849.3706 | 21382.32 | 16 | 12000 | 1681 | 2.8322 | blended | 68% | 12000 | 591 | 0.00106 | blended | blended | blended | blended | blended | blended | blended | blended | blended | blended | blended | blended | blended | blended | blended | blended | blended | blended | blended | blended | blended | blended | blended | blended | blended | blended | 987137.1009 | 1002516.2084 | 1017895.3159 | 1033274.4234 | 1048653.5309 | 1058912.3962 | 1074291.5037 | 1089670.6112 | 1105049.7187 | 1120428.8262 | 1134918.0202 | 1134918.0202 | 1134918.0202 | 1134918.0202 | 1134918.0202 | 1134651.6236 | 0 | 0 | 0 | 0 | 0 | 0 | 0 | 0 | 0 | 0 | 956044.556 | 973747.2403 | 991449.9245 | 1009152.6088 | 1026855.2931 | 1039437.735 | 1057140.4193 | 1074843.1036 | 1092545.7878 | 1110248.4721 | 1124737.6661 | 1124737.6661 | 1124737.6661 | 1124737.6661 | 1124737.6661 | 1124471.2695 | 0 | 0 | 0 | 0 | 0 | 0 | 0 | 0 | 0 | 0
Table 50. Vermont Heating Fuel Mix and Average Heating Efficiency, C/I Buildings
[20 empty] | Heating Fuel | Fuel % | Average Heating Efficiency (ηave,fuel)
[20 empty] | Oil | 15% | 0.81
[20 empty] | Propane | 29% | 0.88
[20 empty] | Natural Gas | 22% | 0.88
[20 empty] | Electricity | 33% | 3.66
[20 empty] | Wood | 1% | 0.75
Table 51. Default AWHP Efficiency
[20 empty] | Rated Heating Capacity, tons | COP
[20 empty] | 2 | 2.75
[20 empty] | 2.5 | 2.76
[20 empty] | 3 | 2.78
[20 empty] | 3.5 | 2.9
[20 empty] | 4 | 3.03
[20 empty] | 4.5 | 2.87
[20 empty] | 5 | 2.71
[20 empty] | 5.5 | 2.8
[20 empty] | 6 | 2.89
[20 empty] | Overall Average | 2.8322

## CI_HVAC_GSHP
Characterization: | CI_HVAC_GSHP
C/I Ground Source Heat Pump
Assumptions:
▪ Installed GSHP is ENERGY STAR-qualified and meets ENERGY STAR minimum heating (COP) and cooling (EER) efficiencies
▪ Existing A/C presence is unknown
helper row
[5 empty] | 2025 First Year Savings |  |  | Affected Fuel Adders |  | Mixed Baseline Scenario Adders | [19 empty] | Affected Fuel Lifecycle Carbon Intensity - With Adder (gCO2e/MJ) | [25 empty] | Lifetime CO2e Reductions per TonR [g CO2e/tonR], Thermal Sector | [25 empty] | Lifetime CO2e Reductions per TonR [g CO2e/tonR], Total
GSHP Type | Existing heating fuel | Lifetime CO2e Reductions per TonR [g CO2e/tonR], Thermal Sector | Lifetime CO2e Reductions per TonR [g CO2e/tonR], Total | Lifetime Credits per TonR | ΔCO2e | ΔCO2edirect | ΔCO2eHPcool | TDL | CI' | TDLelec | TDLng | CI' prop | CI' oil | CI' wood | ΔEbaseheat [MJ] | EHPheat | Ehl [MJ] | ΔEcool [MJ] | Measure Life | HCAP47F [btuh] | EFLHheat | COP47F | ηheat | CCAP [btuh] | EER [btuh/W] | EFLHcool | %Cool | MJ/Wh | MJ/BTU | 2025 | 2026 | 2027 | 2028 | 2029 | 2030 | 2031 | 2032 | 2033 | 2034 | 2035 | 2036 | 2037 | 2038 | 2039 | 2040 | 2041 | 2042 | 2043 | 2044 | 2045 | 2046 | 2047 | 2048 | 2049 | 2050 | 2025 | 2026 | 2027 | 2028 | 2029 | 2030 | 2031 | 2032 | 2033 | 2034 | 2035 | 2036 | 2037 | 2038 | 2039 | 2040 | 2041 | 2042 | 2043 | 2044 | 2045 | 2046 | 2047 | 2048 | 2049 | 2050 | 2025 | 2026 | 2027 | 2028 | 2029 | 2030 | 2031 | 2032 | 2033 | 2034 | 2035 | 2036 | 2037 | 2038 | 2039 | 2040 | 2041 | 2042 | 2043 | 2044 | 2045 | 2046 | 2047 | 2048 | 2049 | 2050
Water-to-Air, Closed Loop | Natural Gas | 36543266.5325 | 36328217.0106 | 36.5433 | 1317722.7655 | 1336519.5643 | -18796.7989 | 1.4% | 0 | 4% | 1.4% | 0.32764 | 0.2149 | 1.3777 | 24298.0909 | 5939.5333 | 21382.32 | -477.7768 | 25 | 12000 | 1681 | 3.6 | 0.88 | 12000 | 17.1 | 591 | 68% | 0.0036 | 0.00106 | 63.7174 | 63.7174 | 63.7174 | 63.7174 | 63.7174 | 63.6511 | 63.6511 | 63.6511 | 63.6511 | 63.6511 | 63.6399 | 63.6399 | 63.6399 | 63.6399 | 63.6399 | 63.6363 | 63.6363 | 63.6363 | 63.6363 | 63.6363 | 63.6326 | 63.6326 | 63.6326 | 63.6326 | 63.6326 | 0 | 1336519.5643 | 1352768.0205 | 1369016.4767 | 1385264.9329 | 1401513.3891 | 1416127.6439 | 1432376.1001 | 1448624.5563 | 1464873.0125 | 1481121.4686 | 1497093.4459 | 1497093.4459 | 1497093.4459 | 1497093.4459 | 1497093.4459 | 1497004.7861 | 1497004.7861 | 1497004.7861 | 1497004.7861 | 1497004.7861 | 1496914.0415 | 1496914.0415 | 1496914.0415 | 1496914.0415 | 1496914.0415 | 0 | 1317722.7655 | 1335278.2496 | 1352833.7337 | 1370389.2178 | 1387944.702 | 1403865.9848 | 1421421.4689 | 1438976.9531 | 1456532.4372 | 1474087.9213 | 1491366.9265 | 1491366.9265 | 1491366.9265 | 1491366.9265 | 1491366.9265 | 1491278.2667 | 1491278.2667 | 1491278.2667 | 1491278.2667 | 1491278.2667 | 1491187.5221 | 1491187.5221 | 1491187.5221 | 1491187.5221 | 1491187.5221 | 0
| Propane | 42009700.4833 | 41794650.9615 | 42.0097 | 1543275.1614 | 1562071.9603 | -18796.7989 | 0% | 0.32764 | 4% | 1.4% | 0.32764 | 0.2149 | 1.3777 | 24298.0909 | 5939.5333 | 21382.32 | -477.7768 | 25 | 12000 | 1681 | 3.6 | 0.88 | 12000 | 17.1 | 591 | 68% | 0.0036 | 0.00106 | 73.9048 | 73.9048 | 73.9048 | 73.9048 | 73.9048 | 73.5345 | 73.5345 | 73.5345 | 73.5345 | 73.5345 | 73.4701 | 73.4701 | 73.4701 | 73.4701 | 73.4701 | 73.4507 | 73.4507 | 73.4507 | 73.4507 | 73.4507 | 73.431 | 73.431 | 73.431 | 73.431 | 73.431 | 0 | 1562071.9603 | 1578320.4165 | 1594568.8727 | 1610817.3288 | 1627065.785 | 1634315.8471 | 1650564.3033 | 1666812.7595 | 1683061.2157 | 1699309.6718 | 1713992.298 | 1713992.298 | 1713992.298 | 1713992.298 | 1713992.298 | 1713523.1655 | 1713523.1655 | 1713523.1655 | 1713523.1655 | 1713523.1655 | 1713043.001 | 1713043.001 | 1713043.001 | 1713043.001 | 1713043.001 | 0 | 1543275.1614 | 1560830.6455 | 1578386.1297 | 1595941.6138 | 1613497.0979 | 1622054.188 | 1639609.6721 | 1657165.1562 | 1674720.6404 | 1692276.1245 | 1708265.7786 | 1708265.7786 | 1708265.7786 | 1708265.7786 | 1708265.7786 | 1707796.6461 | 1707796.6461 | 1707796.6461 | 1707796.6461 | 1707796.6461 | 1707316.4817 | 1707316.4817 | 1707316.4817 | 1707316.4817 | 1707316.4817 | 0
| Oil | 52219320.6958 | 52004271.1739 | 52.2193 | 1956395.8537 | 1975192.6526 | -18796.7989 | 0% | 0.2149 | 4% | 1.4% | 0.32764 | 0.2149 | 1.3777 | 26397.9259 | 5939.5333 | 21382.32 | -477.7768 | 25 | 12000 | 1681 | 3.6 | 0.81 | 12000 | 17.1 | 591 | 68% | 0.0036 | 0.00106 | 83.6758 | 83.6758 | 83.6758 | 83.6758 | 83.6758 | 83.1407 | 83.1407 | 83.1407 | 83.1407 | 83.1407 | 83.0516 | 83.0516 | 83.0516 | 83.0516 | 83.0516 | 83.0236 | 83.0236 | 83.0236 | 83.0236 | 83.0236 | 82.995 | 82.995 | 82.995 | 82.995 | 82.995 | 0 | 1975192.6526 | 1991441.1088 | 2007689.5649 | 2023938.0211 | 2040186.4773 | 2042309.4236 | 2058557.8797 | 2074806.3359 | 2091054.7921 | 2107303.2483 | 2121199.5811 | 2121199.5811 | 2121199.5811 | 2121199.5811 | 2121199.5811 | 2120461.862 | 2120461.862 | 2120461.862 | 2120461.862 | 2120461.862 | 2119706.7952 | 2119706.7952 | 2119706.7952 | 2119706.7952 | 2119706.7952 | 0 | 1956395.8537 | 1973951.3378 | 1991506.8219 | 2009062.3061 | 2026617.7902 | 2030047.7644 | 2047603.2486 | 2065158.7327 | 2082714.2168 | 2100269.7009 | 2115473.0617 | 2115473.0617 | 2115473.0617 | 2115473.0617 | 2115473.0617 | 2114735.3426 | 2114735.3426 | 2114735.3426 | 2114735.3426 | 2114735.3426 | 2113980.2758 | 2113980.2758 | 2113980.2758 | 2113980.2758 | 2113980.2758 | 0
| Unknown, commercial | 28282298.7994 | 28067249.2776 | 28.2823 | 1031354.8175 | 1050151.6164 | -18796.7989 | 0% | 0 | 4% | 1.4% | 0.32764 | 0.2149 | 1.3777 | blended | 5939.5333 | 21382.32 | -477.7768 | 25 | 12000 | 1681 | 3.6 | blended | 12000 | 17.1 | 591 | 68% | 0.0036 | 0.00106 | blended | blended | blended | blended | blended | blended | blended | blended | blended | blended | blended | blended | blended | blended | blended | blended | blended | blended | blended | blended | blended | blended | blended | blended | blended | blended | 1050483.1212 | 1061457.4883 | 1072431.8554 | 1083406.2225 | 1094380.5897 | 1100234.7145 | 1111209.0817 | 1122183.4488 | 1133157.8159 | 1144132.183 | 1154216.6366 | 1154216.6366 | 1154216.6366 | 1154216.6366 | 1154216.6366 | 1153950.24 | 1153950.24 | 1153950.24 | 1153950.24 | 1153950.24 | 1153677.579 | 1153677.579 | 1153677.579 | 1153677.579 | 1153677.579 | 0 | 1031686.3223 | 1043967.7174 | 1056249.1124 | 1068530.5075 | 1080811.9026 | 1087973.0554 | 1100254.4505 | 1112535.8455 | 1124817.2406 | 1137098.6357 | 1148490.1173 | 1148490.1173 | 1148490.1173 | 1148490.1173 | 1148490.1173 | 1148223.7207 | 1148223.7207 | 1148223.7207 | 1148223.7207 | 1148223.7207 | 1147951.0596 | 1147951.0596 | 1147951.0596 | 1147951.0596 | 1147951.0596 | 0
Water-to-Air, Open Loop | Natural Gas | 36869292.2484 | 36695010.4084 | 36.8693 | 1349783.0168 | 1365016.4415 | -15233.4247 | 1.4% | 0 | 4% | 1.4% | 0.32764 | 0.2149 | 1.3777 | 24298.0909 | 5215.2 | 21382.32 | -387.203 | 25 | 12000 | 1681 | 4.1 | 0.88 | 12000 | 21.1 | 591 | 68% | 0.0036 | 0.00106 | 63.7174 | 63.7174 | 63.7174 | 63.7174 | 63.7174 | 63.6511 | 63.6511 | 63.6511 | 63.6511 | 63.6511 | 63.6399 | 63.6399 | 63.6399 | 63.6399 | 63.6399 | 63.6363 | 63.6363 | 63.6363 | 63.6363 | 63.6363 | 63.6326 | 63.6326 | 63.6326 | 63.6326 | 63.6326 | 0 | 1365016.4415 | 1379283.3787 | 1393550.3158 | 1407817.2529 | 1422084.1901 | 1434716.9259 | 1448983.863 | 1463250.8002 | 1477517.7373 | 1491784.6744 | 1505775.1326 | 1505775.1326 | 1505775.1326 | 1505775.1326 | 1505775.1326 | 1505686.4729 | 1505686.4729 | 1505686.4729 | 1505686.4729 | 1505686.4729 | 1505595.7282 | 1505595.7282 | 1505595.7282 | 1505595.7282 | 1505595.7282 | 0 | 1349783.0168 | 1365109.2041 | 1380435.3914 | 1395761.5787 | 1411087.7659 | 1424779.7519 | 1440105.9392 | 1455432.1265 | 1470758.3137 | 1486084.501 | 1501134.2093 | 1501134.2093 | 1501134.2093 | 1501134.2093 | 1501134.2093 | 1501045.5496 | 1501045.5496 | 1501045.5496 | 1501045.5496 | 1501045.5496 | 1500954.8049 | 1500954.8049 | 1500954.8049 | 1500954.8049 | 1500954.8049 | 0
| Propane | 42335726.1993 | 42161444.3593 | 42.3357 | 1575335.4128 | 1590568.8375 | -15233.4247 | 0% | 0.32764 | 4% | 1.4% | 0.32764 | 0.2149 | 1.3777 | 24298.0909 | 5215.2 | 21382.32 | -387.203 | 25 | 12000 | 1681 | 4.1 | 0.88 | 12000 | 21.1 | 591 | 68% | 0.0036 | 0.00106 | 73.9048 | 73.9048 | 73.9048 | 73.9048 | 73.9048 | 73.5345 | 73.5345 | 73.5345 | 73.5345 | 73.5345 | 73.4701 | 73.4701 | 73.4701 | 73.4701 | 73.4701 | 73.4507 | 73.4507 | 73.4507 | 73.4507 | 73.4507 | 73.431 | 73.431 | 73.431 | 73.431 | 73.431 | 0 | 1590568.8375 | 1604835.7746 | 1619102.7118 | 1633369.6489 | 1647636.586 | 1652905.1291 | 1667172.0662 | 1681439.0033 | 1695705.9405 | 1709972.8776 | 1722673.9848 | 1722673.9848 | 1722673.9848 | 1722673.9848 | 1722673.9848 | 1722204.8522 | 1722204.8522 | 1722204.8522 | 1722204.8522 | 1722204.8522 | 1721724.6878 | 1721724.6878 | 1721724.6878 | 1721724.6878 | 1721724.6878 | 0 | 1575335.4128 | 1590661.6001 | 1605987.7874 | 1621313.9746 | 1636640.1619 | 1642967.9551 | 1658294.1424 | 1673620.3296 | 1688946.5169 | 1704272.7042 | 1718033.0615 | 1718033.0615 | 1718033.0615 | 1718033.0615 | 1718033.0615 | 1717563.9289 | 1717563.9289 | 1717563.9289 | 1717563.9289 | 1717563.9289 | 1717083.7645 | 1717083.7645 | 1717083.7645 | 1717083.7645 | 1717083.7645 | 0
| Oil | 52545346.4117 | 52371064.5717 | 52.5453 | 1988456.1051 | 2003689.5298 | -15233.4247 | 0% | 0.2149 | 4% | 1.4% | 0.32764 | 0.2149 | 1.3777 | 26397.9259 | 5215.2 | 21382.32 | -387.203 | 25 | 12000 | 1681 | 4.1 | 0.81 | 12000 | 21.1 | 591 | 68% | 0.0036 | 0.00106 | 83.6758 | 83.6758 | 83.6758 | 83.6758 | 83.6758 | 83.1407 | 83.1407 | 83.1407 | 83.1407 | 83.1407 | 83.0516 | 83.0516 | 83.0516 | 83.0516 | 83.0516 | 83.0236 | 83.0236 | 83.0236 | 83.0236 | 83.0236 | 82.995 | 82.995 | 82.995 | 82.995 | 82.995 | 0 | 2003689.5298 | 2017956.4669 | 2032223.404 | 2046490.3412 | 2060757.2783 | 2060898.7055 | 2075165.6427 | 2089432.5798 | 2103699.5169 | 2117966.4541 | 2129881.2678 | 2129881.2678 | 2129881.2678 | 2129881.2678 | 2129881.2678 | 2129143.5488 | 2129143.5488 | 2129143.5488 | 2129143.5488 | 2129143.5488 | 2128388.4819 | 2128388.4819 | 2128388.4819 | 2128388.4819 | 2128388.4819 | 0 | 1988456.1051 | 2003782.2924 | 2019108.4796 | 2034434.6669 | 2049760.8542 | 2050961.5315 | 2066287.7188 | 2081613.9061 | 2096940.0934 | 2112266.2806 | 2125240.3445 | 2125240.3445 | 2125240.3445 | 2125240.3445 | 2125240.3445 | 2124502.6255 | 2124502.6255 | 2124502.6255 | 2124502.6255 | 2124502.6255 | 2123747.5586 | 2123747.5586 | 2123747.5586 | 2123747.5586 | 2123747.5586 | 0
| Unknown, commercial | 28608324.5154 | 28434042.6754 | 28.6083 | 1063415.0689 | 1078648.4936 | -15233.4247 | 0% | 0 | 4% | 1.4% | 0.32764 | 0.2149 | 1.3777 | blended | 5215.2 | 21382.32 | -387.203 | 25 | 12000 | 1681 | 4.1 | blended | 12000 | 21.1 | 591 | 68% | 0.0036 | 0.00106 | blended | blended | blended | blended | blended | blended | blended | blended | blended | blended | blended | blended | blended | blended | blended | blended | blended | blended | blended | blended | blended | blended | blended | blended | blended | blended | 1078979.9984 | 1087972.8465 | 1096965.6945 | 1105958.5426 | 1114951.3907 | 1118823.9965 | 1127816.8446 | 1136809.6927 | 1145802.5407 | 1154795.3888 | 1162898.3234 | 1162898.3234 | 1162898.3234 | 1162898.3234 | 1162898.3234 | 1162631.9268 | 1162631.9268 | 1162631.9268 | 1162631.9268 | 1162631.9268 | 1162359.2657 | 1162359.2657 | 1162359.2657 | 1162359.2657 | 1162359.2657 | 0 | 1063746.5737 | 1073798.6719 | 1083850.7701 | 1093902.8683 | 1103954.9666 | 1108886.8225 | 1118938.9207 | 1128991.0189 | 1139043.1172 | 1149095.2154 | 1158257.4001 | 1158257.4001 | 1158257.4001 | 1158257.4001 | 1158257.4001 | 1157991.0035 | 1157991.0035 | 1157991.0035 | 1157991.0035 | 1157991.0035 | 1157718.3424 | 1157718.3424 | 1157718.3424 | 1157718.3424 | 1157718.3424 | 0
Water-to-Water, Closed Loop | Natural Gas | 36112071.2307 | 35883664.5957 | 36.1121 | 1278865.8442 | 1298830.1461 | -19964.3019 | 1.4% | 0 | 4% | 1.4% | 0.32764 | 0.2149 | 1.3777 | 24298.0909 | 6897.5226 | 21382.32 | -507.4524 | 25 | 12000 | 1681 | 3.1 | 0.88 | 12000 | 16.1 | 591 | 68% | 0.0036 | 0.00106 | 63.7174 | 63.7174 | 63.7174 | 63.7174 | 63.7174 | 63.6511 | 63.6511 | 63.6511 | 63.6511 | 63.6511 | 63.6399 | 63.6399 | 63.6399 | 63.6399 | 63.6399 | 63.6363 | 63.6363 | 63.6363 | 63.6363 | 63.6363 | 63.6326 | 63.6326 | 63.6326 | 63.6326 | 63.6326 | 0 | 1298830.1461 | 1317699.321 | 1336568.496 | 1355437.6709 | 1374306.8458 | 1391541.8194 | 1410410.9943 | 1429280.1692 | 1448149.3441 | 1467018.5191 | 1485611.2151 | 1485611.2151 | 1485611.2151 | 1485611.2151 | 1485611.2151 | 1485522.5553 | 1485522.5553 | 1485522.5553 | 1485522.5553 | 1485522.5553 | 1485431.8106 | 1485431.8106 | 1485431.8106 | 1485431.8106 | 1485431.8106 | 0 | 1278865.8442 | 1299123.2289 | 1319380.6136 | 1339637.9984 | 1359895.3831 | 1378518.5665 | 1398775.9513 | 1419033.336 | 1439290.7207 | 1459548.1054 | 1479529.0112 | 1479529.0112 | 1479529.0112 | 1479529.0112 | 1479529.0112 | 1479440.3515 | 1479440.3515 | 1479440.3515 | 1479440.3515 | 1479440.3515 | 1479349.6068 | 1479349.6068 | 1479349.6068 | 1479349.6068 | 1479349.6068 | 0
| Propane | 41578505.1816 | 41350098.5466 | 41.5785 | 1504418.2402 | 1524382.5421 | -19964.3019 | 0% | 0.32764 | 4% | 1.4% | 0.32764 | 0.2149 | 1.3777 | 24298.0909 | 6897.5226 | 21382.32 | -507.4524 | 25 | 12000 | 1681 | 3.1 | 0.88 | 12000 | 16.1 | 591 | 68% | 0.0036 | 0.00106 | 73.9048 | 73.9048 | 73.9048 | 73.9048 | 73.9048 | 73.5345 | 73.5345 | 73.5345 | 73.5345 | 73.5345 | 73.4701 | 73.4701 | 73.4701 | 73.4701 | 73.4701 | 73.4507 | 73.4507 | 73.4507 | 73.4507 | 73.4507 | 73.431 | 73.431 | 73.431 | 73.431 | 73.431 | 0 | 1524382.5421 | 1543251.717 | 1562120.8919 | 1580990.0668 | 1599859.2417 | 1609730.0226 | 1628599.1975 | 1647468.3724 | 1666337.5473 | 1685206.7222 | 1702510.0672 | 1702510.0672 | 1702510.0672 | 1702510.0672 | 1702510.0672 | 1702040.9346 | 1702040.9346 | 1702040.9346 | 1702040.9346 | 1702040.9346 | 1701560.7702 | 1701560.7702 | 1701560.7702 | 1701560.7702 | 1701560.7702 | 0 | 1504418.2402 | 1524675.6249 | 1544933.0096 | 1565190.3943 | 1585447.7791 | 1596706.7697 | 1616964.1544 | 1637221.5392 | 1657478.9239 | 1677736.3086 | 1696427.8634 | 1696427.8634 | 1696427.8634 | 1696427.8634 | 1696427.8634 | 1695958.7308 | 1695958.7308 | 1695958.7308 | 1695958.7308 | 1695958.7308 | 1695478.5664 | 1695478.5664 | 1695478.5664 | 1695478.5664 | 1695478.5664 | 0
| Oil | 51788125.3941 | 51559718.7591 | 51.7881 | 1917538.9324 | 1937503.2343 | -19964.3019 | 0% | 0.2149 | 4% | 1.4% | 0.32764 | 0.2149 | 1.3777 | 26397.9259 | 6897.5226 | 21382.32 | -507.4524 | 25 | 12000 | 1681 | 3.1 | 0.81 | 12000 | 16.1 | 591 | 68% | 0.0036 | 0.00106 | 83.6758 | 83.6758 | 83.6758 | 83.6758 | 83.6758 | 83.1407 | 83.1407 | 83.1407 | 83.1407 | 83.1407 | 83.0516 | 83.0516 | 83.0516 | 83.0516 | 83.0516 | 83.0236 | 83.0236 | 83.0236 | 83.0236 | 83.0236 | 82.995 | 82.995 | 82.995 | 82.995 | 82.995 | 0 | 1937503.2343 | 1956372.4093 | 1975241.5842 | 1994110.7591 | 2012979.934 | 2017723.599 | 2036592.7739 | 2055461.9489 | 2074331.1238 | 2093200.2987 | 2109717.3502 | 2109717.3502 | 2109717.3502 | 2109717.3502 | 2109717.3502 | 2108979.6312 | 2108979.6312 | 2108979.6312 | 2108979.6312 | 2108979.6312 | 2108224.5644 | 2108224.5644 | 2108224.5644 | 2108224.5644 | 2108224.5644 | 0 | 1917538.9324 | 1937796.3171 | 1958053.7019 | 1978311.0866 | 1998568.4713 | 2004700.3462 | 2024957.7309 | 2045215.1156 | 2065472.5003 | 2085729.8851 | 2103635.1464 | 2103635.1464 | 2103635.1464 | 2103635.1464 | 2103635.1464 | 2102897.4274 | 2102897.4274 | 2102897.4274 | 2102897.4274 | 2102897.4274 | 2102142.3605 | 2102142.3605 | 2102142.3605 | 2102142.3605 | 2102142.3605 | 0
| Unknown, commercial | 27851103.4977 | 27622696.8627 | 27.8511 | 992497.8962 | 1012462.1981 | -19964.3019 | 0% | 0 | 4% | 1.4% | 0.32764 | 0.2149 | 1.3777 | blended | 6897.5226 | 21382.32 | -507.4524 | 25 | 12000 | 1681 | 3.1 | blended | 12000 | 16.1 | 591 | 68% | 0.0036 | 0.00106 | blended | blended | blended | blended | blended | blended | blended | blended | blended | blended | blended | blended | blended | blended | blended | blended | blended | blended | blended | blended | blended | blended | blended | blended | blended | blended | 1012793.7029 | 1026388.7888 | 1039983.8747 | 1053578.9605 | 1067174.0464 | 1075648.89 | 1089243.9759 | 1102839.0617 | 1116434.1476 | 1130029.2334 | 1142734.4058 | 1142734.4058 | 1142734.4058 | 1142734.4058 | 1142734.4058 | 1142468.0092 | 1142468.0092 | 1142468.0092 | 1142468.0092 | 1142468.0092 | 1142195.3482 | 1142195.3482 | 1142195.3482 | 1142195.3482 | 1142195.3482 | 0 | 992829.401 | 1007812.6967 | 1022795.9924 | 1037779.288 | 1052762.5837 | 1062625.6371 | 1077608.9328 | 1092592.2285 | 1107575.5241 | 1122558.8198 | 1136652.202 | 1136652.202 | 1136652.202 | 1136652.202 | 1136652.202 | 1136385.8054 | 1136385.8054 | 1136385.8054 | 1136385.8054 | 1136385.8054 | 1136113.1443 | 1136113.1443 | 1136113.1443 | 1136113.1443 | 1136113.1443 | 0
Water-to-Water, Open Loop | Natural Gas | 36466883.3647 | 36283930.7864 | 36.4669 | 1313851.8466 | 1329843.1531 | -15991.3065 | 1.4% | 0 | 4% | 1.4% | 0.32764 | 0.2149 | 1.3777 | 24298.0909 | 6109.2343 | 21382.32 | -406.4669 | 25 | 12000 | 1681 | 3.5 | 0.88 | 12000 | 20.1 | 591 | 68% | 0.0036 | 0.00106 | 63.7174 | 63.7174 | 63.7174 | 63.7174 | 63.7174 | 63.6511 | 63.6511 | 63.6511 | 63.6511 | 63.6511 | 63.6399 | 63.6399 | 63.6399 | 63.6399 | 63.6399 | 63.6363 | 63.6363 | 63.6363 | 63.6363 | 63.6363 | 63.6326 | 63.6326 | 63.6326 | 63.6326 | 63.6326 | 0 | 1329843.1531 | 1346555.8509 | 1363268.5487 | 1379981.2465 | 1396693.9443 | 1411772.4407 | 1428485.1385 | 1445197.8363 | 1461910.5341 | 1478623.2319 | 1495059.4507 | 1495059.4507 | 1495059.4507 | 1495059.4507 | 1495059.4507 | 1494970.7909 | 1494970.7909 | 1494970.7909 | 1494970.7909 | 1494970.7909 | 1494880.0463 | 1494880.0463 | 1494880.0463 | 1494880.0463 | 1494880.0463 | 0 | 1313851.8466 | 1331676.4935 | 1349501.1405 | 1367325.7874 | 1385150.4343 | 1401340.88 | 1419165.5269 | 1436990.1738 | 1454814.8208 | 1472639.4677 | 1490187.6357 | 1490187.6357 | 1490187.6357 | 1490187.6357 | 1490187.6357 | 1490098.9759 | 1490098.9759 | 1490098.9759 | 1490098.9759 | 1490098.9759 | 1490008.2313 | 1490008.2313 | 1490008.2313 | 1490008.2313 | 1490008.2313 | 0
| Propane | 41933317.3156 | 41750364.7373 | 41.9333 | 1539404.2426 | 1555395.5491 | -15991.3065 | 0% | 0.32764 | 4% | 1.4% | 0.32764 | 0.2149 | 1.3777 | 24298.0909 | 6109.2343 | 21382.32 | -406.4669 | 25 | 12000 | 1681 | 3.5 | 0.88 | 12000 | 20.1 | 591 | 68% | 0.0036 | 0.00106 | 73.9048 | 73.9048 | 73.9048 | 73.9048 | 73.9048 | 73.5345 | 73.5345 | 73.5345 | 73.5345 | 73.5345 | 73.4701 | 73.4701 | 73.4701 | 73.4701 | 73.4701 | 73.4507 | 73.4507 | 73.4507 | 73.4507 | 73.4507 | 73.431 | 73.431 | 73.431 | 73.431 | 73.431 | 0 | 1555395.5491 | 1572108.2469 | 1588820.9446 | 1605533.6424 | 1622246.3402 | 1629960.6439 | 1646673.3417 | 1663386.0395 | 1680098.7373 | 1696811.435 | 1711958.3029 | 1711958.3029 | 1711958.3029 | 1711958.3029 | 1711958.3029 | 1711489.1703 | 1711489.1703 | 1711489.1703 | 1711489.1703 | 1711489.1703 | 1711009.0059 | 1711009.0059 | 1711009.0059 | 1711009.0059 | 1711009.0059 | 0 | 1539404.2426 | 1557228.8895 | 1575053.5364 | 1592878.1834 | 1610702.8303 | 1619529.0832 | 1637353.7301 | 1655178.377 | 1673003.024 | 1690827.6709 | 1707086.4879 | 1707086.4879 | 1707086.4879 | 1707086.4879 | 1707086.4879 | 1706617.3553 | 1706617.3553 | 1706617.3553 | 1706617.3553 | 1706617.3553 | 1706137.1909 | 1706137.1909 | 1706137.1909 | 1706137.1909 | 1706137.1909 | 0
| Oil | 52142937.5281 | 51959984.9498 | 52.1429 | 1952524.9348 | 1968516.2413 | -15991.3065 | 0% | 0.2149 | 4% | 1.4% | 0.32764 | 0.2149 | 1.3777 | 26397.9259 | 6109.2343 | 21382.32 | -406.4669 | 25 | 12000 | 1681 | 3.5 | 0.81 | 12000 | 20.1 | 591 | 68% | 0.0036 | 0.00106 | 83.6758 | 83.6758 | 83.6758 | 83.6758 | 83.6758 | 83.1407 | 83.1407 | 83.1407 | 83.1407 | 83.1407 | 83.0516 | 83.0516 | 83.0516 | 83.0516 | 83.0516 | 83.0236 | 83.0236 | 83.0236 | 83.0236 | 83.0236 | 82.995 | 82.995 | 82.995 | 82.995 | 82.995 | 0 | 1968516.2413 | 1985228.9391 | 2001941.6369 | 2018654.3347 | 2035367.0325 | 2037954.2204 | 2054666.9181 | 2071379.6159 | 2088092.3137 | 2104805.0115 | 2119165.5859 | 2119165.5859 | 2119165.5859 | 2119165.5859 | 2119165.5859 | 2118427.8669 | 2118427.8669 | 2118427.8669 | 2118427.8669 | 2118427.8669 | 2117672.8 | 2117672.8 | 2117672.8 | 2117672.8 | 2117672.8 | 0 | 1952524.9348 | 1970349.5818 | 1988174.2287 | 2005998.8756 | 2023823.5226 | 2027522.6596 | 2045347.3065 | 2063171.9535 | 2080996.6004 | 2098821.2473 | 2114293.7709 | 2114293.7709 | 2114293.7709 | 2114293.7709 | 2114293.7709 | 2113556.0519 | 2113556.0519 | 2113556.0519 | 2113556.0519 | 2113556.0519 | 2112800.985 | 2112800.985 | 2112800.985 | 2112800.985 | 2112800.985 | 0
| Unknown, commercial | 28205915.6317 | 28022963.0534 | 28.2059 | 1027483.8986 | 1043475.2051 | -15991.3065 | 0% | 0 | 4% | 1.4% | 0.32764 | 0.2149 | 1.3777 | blended | 6109.2343 | 21382.32 | -406.4669 | 25 | 12000 | 1681 | 3.5 | blended | 12000 | 20.1 | 591 | 68% | 0.0036 | 0.00106 | blended | blended | blended | blended | blended | blended | blended | blended | blended | blended | blended | blended | blended | blended | blended | blended | blended | blended | blended | blended | blended | blended | blended | blended | blended | blended | 1043806.7099 | 1055245.3187 | 1066683.9274 | 1078122.5361 | 1089561.1449 | 1095879.5113 | 1107318.1201 | 1118756.7288 | 1130195.3375 | 1141633.9462 | 1152182.6415 | 1152182.6415 | 1152182.6415 | 1152182.6415 | 1152182.6415 | 1151916.2449 | 1151916.2449 | 1151916.2449 | 1151916.2449 | 1151916.2449 | 1151643.5838 | 1151643.5838 | 1151643.5838 | 1151643.5838 | 1151643.5838 | 0 | 1027815.4034 | 1040365.9613 | 1052916.5192 | 1065467.0771 | 1078017.635 | 1085447.9506 | 1097998.5085 | 1110549.0663 | 1123099.6242 | 1135650.1821 | 1147310.8265 | 1147310.8265 | 1147310.8265 | 1147310.8265 | 1147310.8265 | 1147044.4299 | 1147044.4299 | 1147044.4299 | 1147044.4299 | 1147044.4299 | 1146771.7688 | 1146771.7688 | 1146771.7688 | 1146771.7688 | 1146771.7688 | 0
DGX-to-Air | Natural Gas | 36543266.5325 | 36313432.356 | 36.5433 | 1316430.4855 | 1336519.5643 | -20089.0788 | 1.4% | 0 | 4% | 1.4% | 0.32764 | 0.2149 | 1.3777 | 24298.0909 | 5939.5333 | 21382.32 | -510.624 | 25 | 12000 | 1681 | 3.6 | 0.88 | 12000 | 16 | 591 | 68% | 0.0036 | 0.00106 | 63.7174 | 63.7174 | 63.7174 | 63.7174 | 63.7174 | 63.6511 | 63.6511 | 63.6511 | 63.6511 | 63.6511 | 63.6399 | 63.6399 | 63.6399 | 63.6399 | 63.6399 | 63.6363 | 63.6363 | 63.6363 | 63.6363 | 63.6363 | 63.6326 | 63.6326 | 63.6326 | 63.6326 | 63.6326 | 0 | 1336519.5643 | 1352768.0205 | 1369016.4767 | 1385264.9329 | 1401513.3891 | 1416127.6439 | 1432376.1001 | 1448624.5563 | 1464873.0125 | 1481121.4686 | 1497093.4459 | 1497093.4459 | 1497093.4459 | 1497093.4459 | 1497093.4459 | 1497004.7861 | 1497004.7861 | 1497004.7861 | 1497004.7861 | 1497004.7861 | 1496914.0415 | 1496914.0415 | 1496914.0415 | 1496914.0415 | 1496914.0415 | 0 | 1316430.4855 | 1334075.8278 | 1351721.1701 | 1369366.5124 | 1387011.8547 | 1403022.9957 | 1420668.338 | 1438313.6803 | 1455959.0226 | 1473604.3649 | 1490973.2283 | 1490973.2283 | 1490973.2283 | 1490973.2283 | 1490973.2283 | 1490884.5685 | 1490884.5685 | 1490884.5685 | 1490884.5685 | 1490884.5685 | 1490793.8239 | 1490793.8239 | 1490793.8239 | 1490793.8239 | 1490793.8239 | 0
| Propane | 42009700.4833 | 41779866.3068 | 42.0097 | 1541982.8815 | 1562071.9603 | -20089.0788 | 0% | 0.32764 | 4% | 1.4% | 0.32764 | 0.2149 | 1.3777 | 24298.0909 | 5939.5333 | 21382.32 | -510.624 | 25 | 12000 | 1681 | 3.6 | 0.88 | 12000 | 16 | 591 | 68% | 0.0036 | 0.00106 | 73.9048 | 73.9048 | 73.9048 | 73.9048 | 73.9048 | 73.5345 | 73.5345 | 73.5345 | 73.5345 | 73.5345 | 73.4701 | 73.4701 | 73.4701 | 73.4701 | 73.4701 | 73.4507 | 73.4507 | 73.4507 | 73.4507 | 73.4507 | 73.431 | 73.431 | 73.431 | 73.431 | 73.431 | 0 | 1562071.9603 | 1578320.4165 | 1594568.8727 | 1610817.3288 | 1627065.785 | 1634315.8471 | 1650564.3033 | 1666812.7595 | 1683061.2157 | 1699309.6718 | 1713992.298 | 1713992.298 | 1713992.298 | 1713992.298 | 1713992.298 | 1713523.1655 | 1713523.1655 | 1713523.1655 | 1713523.1655 | 1713523.1655 | 1713043.001 | 1713043.001 | 1713043.001 | 1713043.001 | 1713043.001 | 0 | 1541982.8815 | 1559628.2238 | 1577273.5661 | 1594918.9084 | 1612564.2507 | 1621211.1989 | 1638856.5412 | 1656501.8835 | 1674147.2258 | 1691792.5681 | 1707872.0804 | 1707872.0804 | 1707872.0804 | 1707872.0804 | 1707872.0804 | 1707402.9479 | 1707402.9479 | 1707402.9479 | 1707402.9479 | 1707402.9479 | 1706922.7834 | 1706922.7834 | 1706922.7834 | 1706922.7834 | 1706922.7834 | 0
| Oil | 52219320.6958 | 51989486.5193 | 52.2193 | 1955103.5738 | 1975192.6526 | -20089.0788 | 0% | 0.2149 | 4% | 1.4% | 0.32764 | 0.2149 | 1.3777 | 26397.9259 | 5939.5333 | 21382.32 | -510.624 | 25 | 12000 | 1681 | 3.6 | 0.81 | 12000 | 16 | 591 | 68% | 0.0036 | 0.00106 | 83.6758 | 83.6758 | 83.6758 | 83.6758 | 83.6758 | 83.1407 | 83.1407 | 83.1407 | 83.1407 | 83.1407 | 83.0516 | 83.0516 | 83.0516 | 83.0516 | 83.0516 | 83.0236 | 83.0236 | 83.0236 | 83.0236 | 83.0236 | 82.995 | 82.995 | 82.995 | 82.995 | 82.995 | 0 | 1975192.6526 | 1991441.1088 | 2007689.5649 | 2023938.0211 | 2040186.4773 | 2042309.4236 | 2058557.8797 | 2074806.3359 | 2091054.7921 | 2107303.2483 | 2121199.5811 | 2121199.5811 | 2121199.5811 | 2121199.5811 | 2121199.5811 | 2120461.862 | 2120461.862 | 2120461.862 | 2120461.862 | 2120461.862 | 2119706.7952 | 2119706.7952 | 2119706.7952 | 2119706.7952 | 2119706.7952 | 0 | 1955103.5738 | 1972748.9161 | 1990394.2584 | 2008039.6007 | 2025684.943 | 2029204.7754 | 2046850.1177 | 2064495.46 | 2082140.8023 | 2099786.1446 | 2115079.3635 | 2115079.3635 | 2115079.3635 | 2115079.3635 | 2115079.3635 | 2114341.6444 | 2114341.6444 | 2114341.6444 | 2114341.6444 | 2114341.6444 | 2113586.5776 | 2113586.5776 | 2113586.5776 | 2113586.5776 | 2113586.5776 | 0
| Unknown, commercial | 28282298.7994 | 28052464.6229 | 28.2823 | 1030062.5375 | 1050151.6164 | -20089.0788 | 0% | 0 | 4% | 1.4% | 0.32764 | 0.2149 | 1.3777 | blended | 5939.5333 | 21382.32 | -510.624 | 25 | 12000 | 1681 | 3.6 | blended | 12000 | 16 | 591 | 68% | 0.0036 | 0.00106 | blended | blended | blended | blended | blended | blended | blended | blended | blended | blended | blended | blended | blended | blended | blended | blended | blended | blended | blended | blended | blended | blended | blended | blended | blended | blended | 1050483.1212 | 1061457.4883 | 1072431.8554 | 1083406.2225 | 1094380.5897 | 1100234.7145 | 1111209.0817 | 1122183.4488 | 1133157.8159 | 1144132.183 | 1154216.6366 | 1154216.6366 | 1154216.6366 | 1154216.6366 | 1154216.6366 | 1153950.24 | 1153950.24 | 1153950.24 | 1153950.24 | 1153950.24 | 1153677.579 | 1153677.579 | 1153677.579 | 1153677.579 | 1153677.579 | 0 | 1030394.0424 | 1042765.2956 | 1055136.5489 | 1067507.8021 | 1079879.0553 | 1087130.0663 | 1099501.3196 | 1111872.5728 | 1124243.8261 | 1136615.0793 | 1148096.4191 | 1148096.4191 | 1148096.4191 | 1148096.4191 | 1148096.4191 | 1147830.0224 | 1147830.0224 | 1147830.0224 | 1147830.0224 | 1147830.0224 | 1147557.3614 | 1147557.3614 | 1147557.3614 | 1147557.3614 | 1147557.3614 | 0
DGX-to-Water | Natural Gas | 36112071.2307 | 35866914.7758 | 36.1121 | 1277401.7954 | 1298830.1461 | -21428.3507 | 1.4% | 0 | 4% | 1.4% | 0.32764 | 0.2149 | 1.3777 | 24298.0909 | 6897.5226 | 21382.32 | -544.6656 | 25 | 12000 | 1681 | 3.1 | 0.88 | 12000 | 15 | 591 | 68% | 0.0036 | 0.00106 | 63.7174 | 63.7174 | 63.7174 | 63.7174 | 63.7174 | 63.6511 | 63.6511 | 63.6511 | 63.6511 | 63.6511 | 63.6399 | 63.6399 | 63.6399 | 63.6399 | 63.6399 | 63.6363 | 63.6363 | 63.6363 | 63.6363 | 63.6363 | 63.6326 | 63.6326 | 63.6326 | 63.6326 | 63.6326 | 0 | 1298830.1461 | 1317699.321 | 1336568.496 | 1355437.6709 | 1374306.8458 | 1391541.8194 | 1410410.9943 | 1429280.1692 | 1448149.3441 | 1467018.5191 | 1485611.2151 | 1485611.2151 | 1485611.2151 | 1485611.2151 | 1485611.2151 | 1485522.5553 | 1485522.5553 | 1485522.5553 | 1485522.5553 | 1485522.5553 | 1485431.8106 | 1485431.8106 | 1485431.8106 | 1485431.8106 | 1485431.8106 | 0 | 1277401.7954 | 1297760.9822 | 1318120.1689 | 1338479.3557 | 1358838.5425 | 1377563.528 | 1397922.7148 | 1418281.9015 | 1438641.0883 | 1459000.2751 | 1479082.983 | 1479082.983 | 1479082.983 | 1479082.983 | 1479082.983 | 1478994.3232 | 1478994.3232 | 1478994.3232 | 1478994.3232 | 1478994.3232 | 1478903.5785 | 1478903.5785 | 1478903.5785 | 1478903.5785 | 1478903.5785 | 0
| Propane | 41578505.1816 | 41333348.7267 | 41.5785 | 1502954.1913 | 1524382.5421 | -21428.3507 | 0% | 0.32764 | 4% | 1.4% | 0.32764 | 0.2149 | 1.3777 | 24298.0909 | 6897.5226 | 21382.32 | -544.6656 | 25 | 12000 | 1681 | 3.1 | 0.88 | 12000 | 15 | 591 | 68% | 0.0036 | 0.00106 | 73.9048 | 73.9048 | 73.9048 | 73.9048 | 73.9048 | 73.5345 | 73.5345 | 73.5345 | 73.5345 | 73.5345 | 73.4701 | 73.4701 | 73.4701 | 73.4701 | 73.4701 | 73.4507 | 73.4507 | 73.4507 | 73.4507 | 73.4507 | 73.431 | 73.431 | 73.431 | 73.431 | 73.431 | 0 | 1524382.5421 | 1543251.717 | 1562120.8919 | 1580990.0668 | 1599859.2417 | 1609730.0226 | 1628599.1975 | 1647468.3724 | 1666337.5473 | 1685206.7222 | 1702510.0672 | 1702510.0672 | 1702510.0672 | 1702510.0672 | 1702510.0672 | 1702040.9346 | 1702040.9346 | 1702040.9346 | 1702040.9346 | 1702040.9346 | 1701560.7702 | 1701560.7702 | 1701560.7702 | 1701560.7702 | 1701560.7702 | 0 | 1502954.1913 | 1523313.3781 | 1543672.5649 | 1564031.7517 | 1584390.9385 | 1595751.7312 | 1616110.9179 | 1636470.1047 | 1656829.2915 | 1677188.4783 | 1695981.8351 | 1695981.8351 | 1695981.8351 | 1695981.8351 | 1695981.8351 | 1695512.7025 | 1695512.7025 | 1695512.7025 | 1695512.7025 | 1695512.7025 | 1695032.5381 | 1695032.5381 | 1695032.5381 | 1695032.5381 | 1695032.5381 | 0
| Oil | 51788125.3941 | 51542968.9392 | 51.7881 | 1916074.8836 | 1937503.2343 | -21428.3507 | 0% | 0.2149 | 4% | 1.4% | 0.32764 | 0.2149 | 1.3777 | 26397.9259 | 6897.5226 | 21382.32 | -544.6656 | 25 | 12000 | 1681 | 3.1 | 0.81 | 12000 | 15 | 591 | 68% | 0.0036 | 0.00106 | 83.6758 | 83.6758 | 83.6758 | 83.6758 | 83.6758 | 83.1407 | 83.1407 | 83.1407 | 83.1407 | 83.1407 | 83.0516 | 83.0516 | 83.0516 | 83.0516 | 83.0516 | 83.0236 | 83.0236 | 83.0236 | 83.0236 | 83.0236 | 82.995 | 82.995 | 82.995 | 82.995 | 82.995 | 0 | 1937503.2343 | 1956372.4093 | 1975241.5842 | 1994110.7591 | 2012979.934 | 2017723.599 | 2036592.7739 | 2055461.9489 | 2074331.1238 | 2093200.2987 | 2109717.3502 | 2109717.3502 | 2109717.3502 | 2109717.3502 | 2109717.3502 | 2108979.6312 | 2108979.6312 | 2108979.6312 | 2108979.6312 | 2108979.6312 | 2108224.5644 | 2108224.5644 | 2108224.5644 | 2108224.5644 | 2108224.5644 | 0 | 1916074.8836 | 1936434.0704 | 1956793.2572 | 1977152.444 | 1997511.6307 | 2003745.3076 | 2024104.4944 | 2044463.6812 | 2064822.8679 | 2085182.0547 | 2103189.1181 | 2103189.1181 | 2103189.1181 | 2103189.1181 | 2103189.1181 | 2102451.3991 | 2102451.3991 | 2102451.3991 | 2102451.3991 | 2102451.3991 | 2101696.3323 | 2101696.3323 | 2101696.3323 | 2101696.3323 | 2101696.3323 | 0
| Unknown, commercial | 27851103.4977 | 27605947.0428 | 27.8511 | 991033.8474 | 1012462.1981 | -21428.3507 | 0% | 0 | 4% | 1.4% | 0.32764 | 0.2149 | 1.3777 | blended | 6897.5226 | 21382.32 | -544.6656 | 25 | 12000 | 1681 | 3.1 | blended | 12000 | 15 | 591 | 68% | 0.0036 | 0.00106 | blended | blended | blended | blended | blended | blended | blended | blended | blended | blended | blended | blended | blended | blended | blended | blended | blended | blended | blended | blended | blended | blended | blended | blended | blended | blended | 1012793.7029 | 1026388.7888 | 1039983.8747 | 1053578.9605 | 1067174.0464 | 1075648.89 | 1089243.9759 | 1102839.0617 | 1116434.1476 | 1130029.2334 | 1142734.4058 | 1142734.4058 | 1142734.4058 | 1142734.4058 | 1142734.4058 | 1142468.0092 | 1142468.0092 | 1142468.0092 | 1142468.0092 | 1142468.0092 | 1142195.3482 | 1142195.3482 | 1142195.3482 | 1142195.3482 | 1142195.3482 | 0 | 991365.3522 | 1006450.4499 | 1021535.5477 | 1036620.6454 | 1051705.7431 | 1061670.5986 | 1076755.6963 | 1091840.794 | 1106925.8918 | 1122010.9895 | 1136206.1737 | 1136206.1737 | 1136206.1737 | 1136206.1737 | 1136206.1737 | 1135939.7771 | 1135939.7771 | 1135939.7771 | 1135939.7771 | 1135939.7771 | 1135667.1161 | 1135667.1161 | 1135667.1161 | 1135667.1161 | 1135667.1161 | 0
Table 54. Vermont Heating Fuel Mix and Average Heating Efficiency, C/I Buildings
[18 empty] | Heating Fuel | C/I Sector % | Average Heating Efficiency (ηave)
[18 empty] | Oil | 15% | 0.81
[18 empty] | Propane | 29% | 0.88
[18 empty] | Natural Gas | 22% | 0.88
[18 empty] | Electricity | 33% | 3.66
[18 empty] | Wood | 1% | 0.75
Table 52. ENERGY STAR GSHP Minimum Heating and Cooling Efficiency
[18 empty] | GSHP Type |  | EER | COP
[20 empty] | (Cooling) | (Heating)
Water-to-Air
[18 empty] | Closed Loop Water-to-Air |  | 17.1 | 3.6
[18 empty] | Open Loop Water-to-Air |  | 21.1 | 4.1
Water-to-Water
[18 empty] | Closed Loop Water-to-Water |  | 16.1 | 3.1
[18 empty] | Open Loop Water-to-Water |  | 20.1 | 3.5
DGX
[18 empty] | DGX-to-Air |  | 16 | 3.6
[18 empty] | DGX-to-Water |  | 15 | 3.1

## CI_HVAC_VRFL
Characterization: | CI_HVAC_VRFL
Variable Refrigerant Flow (VRF) Heat Pump Systems
Assumptions:
▪ VRF meets NEEP minimum efficiency standards
▪ Existing A/C presence is unknown
▪ VRF capacity is ≥65,000 and <135,000
helper row
|  |  |  | 2025 First Year Savings |  |  | Affected Fuel Adders |  | Mixed Baseline Scenario Adders | [19 empty] | Affected Fuel Lifecycle Carbon Intensity - With Adder (gCO2e/MJ) | [25 empty] | Lifetime CO2e Reductions per TonR [g CO2e/tonR], Thermal Sector | [25 empty] | Lifetime CO2e Reductions per TonR [g CO2e/tonR], Total
Space Heating Fuel | Lifetime CO2e Reductions per TonR [g CO2e/tonR], Thermal Sector | Lifetime CO2e Reductions per TonR [g CO2e/tonR], Total | Lifetime Credits per TonR | ΔCO2e | ΔCO2edirect | ΔCO2eHPcool | TDL | CI' | TDLelec | TDLng | CI' prop | CI' oil | CI' wood | ΔEbaseheat [MJ] | EHPheat | Ehl [MJ] | ΔEcool [MJ] | Measure Life | HCAP47F [btuh] | EFLHheat | COP47F | ηheat | CCAP [btuh] | IEER [btuh/W] | EFLHcool | %Cool | MJ/Wh | MJ/BTU | 2025 | 2026 | 2027 | 2028 | 2029 | 2030 | 2031 | 2032 | 2033 | 2034 | 2035 | 2036 | 2037 | 2038 | 2039 | 2040 | 2041 | 2042 | 2043 | 2044 | 2045 | 2046 | 2047 | 2048 | 2049 | 2050 | 2025 | 2026 | 2027 | 2028 | 2029 | 2030 | 2031 | 2032 | 2033 | 2034 | 2035 | 2036 | 2037 | 2038 | 2039 | 2040 | 2041 | 2042 | 2043 | 2044 | 2045 | 2046 | 2047 | 2048 | 2049 | 2050 | 2025 | 2026 | 2027 | 2028 | 2029 | 2030 | 2031 | 2032 | 2033 | 2034 | 2035 | 2036 | 2037 | 2038 | 2039 | 2040 | 2041 | 2042 | 2043 | 2044 | 2045 | 2046 | 2047 | 2048 | 2049 | 2050
Natural Gas | 22951106.4518 | 22803168.066 | 22.9511 | 1305767.3842 | 1322774.0118 | -17006.6276 | 1.4% | 0 | 4% | 1.4% | 0.32764 | 0.2149 | 1.3777 | 24298.0909 | 6288.9176 | 21382.32 | -432.2743 | 16 | 12000 | 1681 | 3.4 | 0.88 | 12000 | 18.9 | 591 | 68% | 0.0036 | 0.00106 | 63.7174 | 63.7174 | 63.7174 | 63.7174 | 63.7174 | 63.6511 | 63.6511 | 63.6511 | 63.6511 | 63.6511 | 63.6399 | 63.6399 | 63.6399 | 63.6399 | 63.6399 | 63.6363 | 0 | 0 | 0 | 0 | 0 | 0 | 0 | 0 | 0 | 0 | 1322774.0118 | 1339978.2595 | 1357182.5073 | 1374386.755 | 1391591.0027 | 1407161.0491 | 1424365.2968 | 1441569.5445 | 1458773.7923 | 1475978.04 | 1492905.8088 | 1492905.8088 | 1492905.8088 | 1492905.8088 | 1492905.8088 | 1492817.149 | 0 | 0 | 0 | 0 | 0 | 0 | 0 | 0 | 0 | 0 | 1305767.3842 | 1324154.1811 | 1342540.9779 | 1360927.7747 | 1379314.5715 | 1396067.167 | 1414453.9638 | 1432840.7607 | 1451227.5575 | 1469614.3543 | 1487724.6722 | 1487724.6722 | 1487724.6722 | 1487724.6722 | 1487724.6722 | 1487636.0124 | 0 | 0 | 0 | 0 | 0 | 0 | 0 | 0 | 0 | 0
Propane | 26470822.0875 | 26322883.7017 | 26.4708 | 1531319.7802 | 1548326.4078 | -17006.6276 | 0% | 0.32764 | 4% | 1.4% | 0.32764 | 0.2149 | 1.3777 | 24298.0909 | 6288.9176 | 21382.32 | -432.2743 | 16 | 12000 | 1681 | 3.4 | 0.88 | 12000 | 18.9 | 591 | 68% | 0.0036 | 0.00106 | 73.9048 | 73.9048 | 73.9048 | 73.9048 | 73.9048 | 73.5345 | 73.5345 | 73.5345 | 73.5345 | 73.5345 | 73.4701 | 73.4701 | 73.4701 | 73.4701 | 73.4701 | 73.4507 | 0 | 0 | 0 | 0 | 0 | 0 | 0 | 0 | 0 | 0 | 1548326.4078 | 1565530.6555 | 1582734.9032 | 1599939.1509 | 1617143.3987 | 1625349.2523 | 1642553.5 | 1659757.7477 | 1676961.9954 | 1694166.2432 | 1709804.6609 | 1709804.6609 | 1709804.6609 | 1709804.6609 | 1709804.6609 | 1709335.5283 | 0 | 0 | 0 | 0 | 0 | 0 | 0 | 0 | 0 | 0 | 1531319.7802 | 1549706.577 | 1568093.3738 | 1586480.1707 | 1604866.9675 | 1614255.3702 | 1632642.167 | 1651028.9638 | 1669415.7607 | 1687802.5575 | 1704623.5243 | 1704623.5243 | 1704623.5243 | 1704623.5243 | 1704623.5243 | 1704154.3917 | 0 | 0 | 0 | 0 | 0 | 0 | 0 | 0 | 0 | 0
Oil | 33019368.5429 | 32871430.1571 | 33.0194 | 1944440.4725 | 1961447.1 | -17006.6276 | 0% | 0.2149 | 4% | 1.4% | 0.32764 | 0.2149 | 1.3777 | 26397.9259 | 6288.9176 | 21382.32 | -432.2743 | 16 | 12000 | 1681 | 3.4 | 0.81 | 12000 | 18.9 | 591 | 68% | 0.0036 | 0.00106 | 83.6758 | 83.6758 | 83.6758 | 83.6758 | 83.6758 | 83.1407 | 83.1407 | 83.1407 | 83.1407 | 83.1407 | 83.0516 | 83.0516 | 83.0516 | 83.0516 | 83.0516 | 83.0236 | 0 | 0 | 0 | 0 | 0 | 0 | 0 | 0 | 0 | 0 | 1961447.1 | 1978651.3478 | 1995855.5955 | 2013059.8432 | 2030264.0909 | 2033342.8287 | 2050547.0764 | 2067751.3242 | 2084955.5719 | 2102159.8196 | 2117011.9439 | 2117011.9439 | 2117011.9439 | 2117011.9439 | 2117011.9439 | 2116274.2249 | 0 | 0 | 0 | 0 | 0 | 0 | 0 | 0 | 0 | 0 | 1944440.4725 | 1962827.2693 | 1981214.0661 | 1999600.8629 | 2017987.6597 | 2022248.9467 | 2040635.7435 | 2059022.5403 | 2077409.3371 | 2095796.1339 | 2111830.8074 | 2111830.8074 | 2111830.8074 | 2111830.8074 | 2111830.8074 | 2111093.0883 | 0 | 0 | 0 | 0 | 0 | 0 | 0 | 0 | 0 | 0
Unknown, commercial | 17778539.2155 | 17630600.8297 | 17.7785 | 1019399.4363 | 1036406.0638 | -17006.6276 | 0% | 0 | 4% | 1.4% | 0.32764 | 0.2149 | 1.3777 | blended | 6288.9176 | 21382.32 | -432.2743 | 16 | 12000 | 1681 | 3.4 | blended | 12000 | 18.9 | 591 | 68% | 0.0036 | 0.00106 | blended | blended | blended | blended | blended | blended | blended | blended | blended | blended | blended | blended | blended | blended | blended | blended | blended | blended | blended | blended | blended | blended | blended | blended | blended | blended | 1036737.5686 | 1048667.7273 | 1060597.886 | 1072528.0446 | 1084458.2033 | 1091268.1197 | 1103198.2784 | 1115128.437 | 1127058.5957 | 1138988.7544 | 1150028.9995 | 1150028.9995 | 1150028.9995 | 1150028.9995 | 1150028.9995 | 1149762.6029 | 0 | 0 | 0 | 0 | 0 | 0 | 0 | 0 | 0 | 0 | 1019730.9411 | 1032843.6488 | 1045956.3566 | 1059069.0644 | 1072181.7721 | 1080174.2376 | 1093286.9454 | 1106399.6531 | 1119512.3609 | 1132625.0687 | 1144847.8629 | 1144847.8629 | 1144847.8629 | 1144847.8629 | 1144847.8629 | 1144581.4663 | 0 | 0 | 0 | 0 | 0 | 0 | 0 | 0 | 0 | 0
Table 57. Vermont Heating Fuel Mix and Average Heating Efficiency, C/I Buildings
[18 empty] | Heating Fuel | C/I Sector % | Average Heating Efficiency (ηave)
[18 empty] | Oil | 15% | 0.81
[18 empty] | Propane | 29% | 0.88
[18 empty] | Natural Gas | 22% | 0.88
[18 empty] | Electricity | 33% | 3.66
[18 empty] | Wood | 1% | 0.75
Table 55. NEEP VRF Multi-Split Heat Pump Efficiency Requirements
[18 empty] | Capacity [Btu/h] | Heating |  |  | Cooling IEER
[19 empty] | COP @ 47°F | COP @ 17°F | COP @ 5°F
[18 empty] | ≥65,000 and <135,000 | 3.4 | 2.25 | 1.55 | 18.9
[18 empty] | ≥135,000 and <240,000 | 3.25 | 2.07 | 1.5 | 18
[18 empty] | ≥240,000 | 3.2 | 2.05 | 1.45 | 17

## CI_MISC_HPPW
Characterization: | CI_MISC_HPPW
C/I Heat Pump Pool Water Heater
Assumptions:
▪ Average baseline pool heater efficiencies in Table 33
▪ Heat pump pool water heater COP = 4.79
▪ Pool kept at 82°F from June 1 through September 30
▪ Pool cover use is unknown
▪ Pool surface area is 4,000 ft2 and volume is 150,000 gallons
helper row
|  |  |  | 2025 First Year Savings |  |  |  | Affected Fuel Adders |  | Mixed Baseline Scenario Adders | [17 empty] | Affected Fuel Lifecycle Carbon Intensity - With Adder (gCO2e/MJ) | [25 empty] | Lifetime CO2e Reductions, Total [g]
Baseline Fuel | Lifetime CO2e Reductions, Thermal [g/ft2] | Lifetime CO2e Reductions, Total [g/ft2] | Lifetime Credits per SF | ΔCO2e | ΔCO2edirect | ΔCO2base | ΔCO2HP | TDL | CI' | TDLelec | TDLng | CI' prop | CI' oil | CI' wood | Ebase [MJ] | EHP [MJ] | Eload [MJ] | Measure Life | BTUperSFsurface | BTUperGalreheat | BTUperSFevap | BTUperSFsolar | Awater | Vwater | ηbase | COPHP | MJ/BTU | 2025 | 2026 | 2027 | 2028 | 2029 | 2030 | 2031 | 2032 | 2033 | 2034 | 2035 | 2036 | 2037 | 2038 | 2039 | 2040 | 2041 | 2042 | 2043 | 2044 | 2045 | 2046 | 2047 | 2048 | 2049 | 2050 | 2025 | 2026 | 2027 | 2028 | 2029 | 2030 | 2031 | 2032 | 2033 | 2034 | 2035 | 2036 | 2037 | 2038 | 2039 | 2040 | 2041 | 2042 | 2043 | 2044 | 2045 | 2046 | 2047 | 2048 | 2049 | 2050
Oil | 319712332.0568 | 319712332.0568 | 319.7123 | 63143118.8636 | 63143118.8636 | 68890958.8734 | 5747840.0098 | 0% | 0.2149 | 4% | 1.4% | 0.32764 | 0.2149 | 1.3777 | 823308.2353 | 146098.5386 | 699812 | 5 | 240458 | 250 | 3303 | 88086 | 4000 | 150000 | 0.85 | 4.79 | 0.00106 | 83.6758 | 83.6758 | 83.6758 | 83.6758 | 83.6758 | 0 | 0 | 0 | 0 | 0 | 0 | 0 | 0 | 0 | 0 | 0 | 0 | 0 | 0 | 0 | 0 | 0 | 0 | 0 | 0 | 0 | 63143118.8636 | 63542792.6375 | 63942466.4114 | 64342140.1853 | 64741813.9592 | 0 | 0 | 0 | 0 | 0 | 0 | 0 | 0 | 0 | 0 | 0 | 0 | 0 | 0 | 0 | 0 | 0 | 0 | 0 | 0 | 0
Propane | 279489826.293 | 279489826.293 | 279.4898 | 55098617.7108 | 55098617.7108 | 60846457.7206 | 5747840.0098 | 0% | 0.32764 | 4% | 1.4% | 0.32764 | 0.2149 | 1.3777 | 823308.2353 | 146098.5386 | 699812 | 5 | 240458 | 250 | 3303 | 88086 | 4000 | 150000 | 0.85 | 4.79 | 0.00106 | 73.9048 | 73.9048 | 73.9048 | 73.9048 | 73.9048 | 0 | 0 | 0 | 0 | 0 | 0 | 0 | 0 | 0 | 0 | 0 | 0 | 0 | 0 | 0 | 0 | 0 | 0 | 0 | 0 | 0 | 55098617.7108 | 55498291.4847 | 55897965.2586 | 56297639.0325 | 56697312.8064 | 0 | 0 | 0 | 0 | 0 | 0 | 0 | 0 | 0 | 0 | 0 | 0 | 0 | 0 | 0 | 0 | 0 | 0 | 0 | 0 | 0
Natural Gas | 241277123.5377 | 241277123.5377 | 241.2771 | 47456077.1597 | 47456077.1597 | 53203917.1696 | 5747840.0098 | 1.4% | 0 | 4% | 1.4% | 0.32764 | 0.2149 | 1.3777 | 823308.2353 | 146098.5386 | 699812 | 5 | 240458 | 250 | 3303 | 88086 | 4000 | 150000 | 0.85 | 4.79 | 0.00106 | 63.7174 | 63.7174 | 63.7174 | 63.7174 | 63.7174 | 0 | 0 | 0 | 0 | 0 | 0 | 0 | 0 | 0 | 0 | 0 | 0 | 0 | 0 | 0 | 0 | 0 | 0 | 0 | 0 | 0 | 47456077.1597 | 47855750.9336 | 48255424.7075 | 48655098.4814 | 49054772.2553 | 0 | 0 | 0 | 0 | 0 | 0 | 0 | 0 | 0 | 0 | 0 | 0 | 0 | 0 | 0 | 0 | 0 | 0 | 0 | 0 | 0
Table 59. Vermont Pool Water Heating Efficiency, C/I Buildings
[18 empty] | Pool Water Heating Fuel | Average Efficiency (ηave,fuel)
[18 empty] | Oil | 0.85
[18 empty] | Propane | 0.85
[18 empty] | Natural Gas | 0.85
[18 empty] | Electricity | 0.99
229158482.7314

## RE_APPL_HPCD
Characterization: | RE_APPL_HPCD
Residential Heat Pump Clothes Dryers
Assumptions:
▪ ENERGY STAR-certified standard-sized (≥ 4.4 ft3) dryer, heat pump or hybrid heat pump
▪ Existing dryer type is unknown/not collected
▪ Central A/C presence is unknown/not collected
▪ Space heating fuel type is unknown/not collected
▪ Building type (single family or multifamily) is unknown/not collected
helper row
[6 empty] | 2025 First Year Savings | [5 empty] | Affected Fuel Adders |  | Mixed Baseline Scenario Adders | [28 empty] | Affected Fuel Lifecycle Carbon Intensity - With Adder (gCO2e/MJ) | [25 empty] | Lifetime CO2e Reductions, Thermal [g] | [25 empty] | Lifetime CO2e Reductions, Total [g]
ENERGY STAR Most Efficient? | Space Heating Fuel | Baseline Dryer Fuel | Lifetime CO2e Reductions, Thermal [g] | Lifetime CO2e Reductions, Total [g] | Lifetime Credits | ΔCO2ethermal | ΔCO2edirect | ΔCO2ecool | ΔCO2eheat | CO2ebase dryer | CO2ehp dryer | TDL | CI' | TDLelec | TDLng | CI' prop | CI' oil | CI' wood | ΔEheat [MJ] | ΔEhl [MJ] | Edryer,base [MJ] | Edryer,hp [MJ] | Load [lbs] | ΔEcl [MJ] | Measure Life | Baseline Dryer Fuel Type | CEFbase [lbs/kWh] | CEFhp [lbs/kWh] | Weight [lbs] | Ncycles | %Elec dryer | %NG dryer | %LP dryer | %Cool | %Conditioned | HRbase | HRhp | WHHF | WHCF | ηave | ηcool | MJ/kWh | 2025 | 2026 | 2027 | 2028 | 2029 | 2030 | 2031 | 2032 | 2033 | 2034 | 2035 | 2036 | 2037 | 2038 | 2039 | 2040 | 2041 | 2042 | 2043 | 2044 | 2045 | 2046 | 2047 | 2048 | 2049 | 2050 | 2025 | 2026 | 2027 | 2028 | 2029 | 2030 | 2031 | 2032 | 2033 | 2034 | 2035 | 2036 | 2037 | 2038 | 2039 | 2040 | 2041 | 2042 | 2043 | 2044 | 2045 | 2046 | 2047 | 2048 | 2049 | 2050 | 2025 | 2026 | 2027 | 2028 | 2029 | 2030 | 2031 | 2032 | 2033 | 2034 | 2035 | 2036 | 2037 | 2038 | 2039 | 2040 | 2041 | 2042 | 2043 | 2044 | 2045 | 2046 | 2047 | 2048 | 2049 | 2050
No | Unknown | Natural Gas | 2828901.9694 | 2827389.5516 | 2.8289 | 203985.8043 | 136671.7559 | -202.1881 | 67314.0484 | 222883.4854 | 86211.7295 | 1.4% | 0 | 4% | 1.4% | 0.32764 | 0.2149 | 1.3777 | 869.8641 | 822.3695 | 3449.0282 | 2191.3289 | 2720.9 | -19.1179 | 12 | Natural Gas | 2.84 | 4.47 | 8.45 | 322 | 81% | 16% | 4% | 6.9% | 73% | 5% | 100% | 0.558 | 0.188 | 0.9454 | 3.72 | 3.6 | 63.7174 | 63.7174 | 63.7174 | 63.7174 | 63.7174 | 63.6511 | 63.6511 | 63.6511 | 63.6511 | 63.6511 | 63.6399 | 63.6399 | 0 | 0 | 0 | 0 | 0 | 0 | 0 | 0 | 0 | 0 | 0 | 0 | 0 | 0 | 203985.8043 | 209909.0833 | 215832.3622 | 221755.6412 | 227678.9202 | 233066.8393 | 238990.1183 | 244913.3973 | 250836.6763 | 256759.9553 | 262586.5858 | 262586.5858 | 0 | 0 | 0 | 0 | 0 | 0 | 0 | 0 | 0 | 0 | 0 | 0 | 0 | 0 | 203783.6162 | 209720.9542 | 215658.2923 | 221595.6303 | 227532.9684 | 232934.9466 | 238872.2846 | 244809.6227 | 250746.9607 | 256684.2988 | 262524.9884 | 262524.9884 | 0 | 0 | 0 | 0 | 0 | 0 | 0 | 0 | 0 | 0 | 0 | 0 | 0 | 0
| Unknown | Propane | 3205415.0735 | 3203902.6557 | 3.2054 | 236002.1701 | 168688.1217 | -202.1881 | 67314.0484 | 254899.8512 | 86211.7295 | 0% | 0.32764 | 4% | 1.4% | 0.32764 | 0.2149 | 1.3777 | 869.8641 | 822.3695 | 3449.0282 | 2191.3289 | 2720.9 | -19.1179 | 12 | Delivered | 2.84 | 4.47 | 8.45 | 322 | 81% | 16% | 4% | 6.9% | 73% | 5% | 100% | 0.558 | 0.188 | 0.9454 | 3.72 | 3.6 | 73.9048 | 73.9048 | 73.9048 | 73.9048 | 73.9048 | 73.5345 | 73.5345 | 73.5345 | 73.5345 | 73.5345 | 73.4701 | 73.4701 | 0 | 0 | 0 | 0 | 0 | 0 | 0 | 0 | 0 | 0 | 0 | 0 | 0 | 0 | 236002.1701 | 241925.4491 | 247848.7281 | 253772.0071 | 259695.286 | 264037.884 | 269961.163 | 275884.442 | 281807.721 | 287731 | 293374.6116 | 293374.6116 | 0 | 0 | 0 | 0 | 0 | 0 | 0 | 0 | 0 | 0 | 0 | 0 | 0 | 0 | 235799.982 | 241737.32 | 247674.6581 | 253611.9962 | 259549.3342 | 263905.9912 | 269843.3293 | 275780.6674 | 281718.0054 | 287655.3435 | 293313.0142 | 293313.0142 | 0 | 0 | 0 | 0 | 0 | 0 | 0 | 0 | 0 | 0 | 0 | 0 | 0 | 0
| Unknown | Unknown, non-commercial | 1460552.9479 | 1459032.7372 | 1.4606 | 127675.2641 | 60014.3711 | -203.2299 | 67660.893 | 146226.1006 | 86211.7295 | 0% | 0 | 4% | 1.4% | 0.32764 | 0.2149 | 1.3777 | 874.3462 | 826.6069 | 3240.9775 | 2191.3289 | 2720.9 | -19.2164 | 12 | Unknown | blended | 4.47 | 8.45 | 322 | 81% | 16% | 4% | 6.9% | 73% | 5% | 100% | 0.558 | 0.188 | 0.9454 | 3.72 | 3.6 | blended | blended | blended | blended | blended | blended | blended | blended | blended | blended | blended | blended | blended | blended | blended | blended | blended | blended | blended | blended | blended | blended | blended | blended | blended | blended | 127675.2641 | 126619.0739 | 125562.8838 | 124506.6937 | 123450.5036 | 122001.1527 | 120944.9626 | 119888.7725 | 118832.5823 | 117776.3922 | 116647.3332 | 116647.3332 | 0 | 0 | 0 | 0 | 0 | 0 | 0 | 0 | 0 | 0 | 0 | 0 | 0 | 0 | 127472.0342 | 126429.9755 | 125387.9169 | 124345.8583 | 123303.7997 | 121868.5804 | 120826.5218 | 119784.4631 | 118742.4045 | 117700.3459 | 116585.4184 | 116585.4184 | 0 | 0 | 0 | 0 | 0 | 0 | 0 | 0 | 0 | 0 | 0 | 0 | 0 | 0
Yes | Unknown | Natural Gas | 2727270.2538 | 2726501.2813 | 2.7273 | 209940.1105 | 175715.0116 | -102.8004 | 34225.0989 | 222883.4854 | 47168.4738 | 1.4% | 0 | 4% | 1.4% | 0.32764 | 0.2149 | 1.3777 | 442.273 | 418.1249 | 3449.0282 | 1198.9278 | 2720.9 | -9.7203 | 12 | Natural Gas | 2.84 | 8.17 | 8.45 | 322 | 81% | 16% | 4% | 6.9% | 73% | 5% | 100% | 0.558 | 0.188 | 0.9454 | 3.72 | 3.6 | 63.7174 | 63.7174 | 63.7174 | 63.7174 | 63.7174 | 63.6511 | 63.6511 | 63.6511 | 63.6511 | 63.6511 | 63.6399 | 63.6399 | 0 | 0 | 0 | 0 | 0 | 0 | 0 | 0 | 0 | 0 | 0 | 0 | 0 | 0 | 209940.1105 | 213183.6392 | 216427.1679 | 219670.6965 | 222914.2252 | 225771.5291 | 229015.0577 | 232258.5864 | 235502.1151 | 238745.6438 | 241920.7412 | 241920.7412 | 0 | 0 | 0 | 0 | 0 | 0 | 0 | 0 | 0 | 0 | 0 | 0 | 0 | 0 | 209837.3102 | 213087.987 | 216338.6639 | 219589.3407 | 222840.0176 | 225704.4696 | 228955.1465 | 232205.8233 | 235456.5002 | 238707.1771 | 241889.4226 | 241889.4226 | 0 | 0 | 0 | 0 | 0 | 0 | 0 | 0 | 0 | 0 | 0 | 0 | 0 | 0
| Unknown | Propane | 3103783.3579 | 3103014.3855 | 3.1038 | 241956.4763 | 207731.3774 | -102.8004 | 34225.0989 | 254899.8512 | 47168.4738 | 0% | 0.32764 | 4% | 1.4% | 0.32764 | 0.2149 | 1.3777 | 442.273 | 418.1249 | 3449.0282 | 1198.9278 | 2720.9 | -9.7203 | 12 | Delivered | 2.84 | 8.17 | 8.45 | 322 | 81% | 16% | 4% | 6.9% | 73% | 5% | 100% | 0.558 | 0.188 | 0.9454 | 3.72 | 3.6 | 73.9048 | 73.9048 | 73.9048 | 73.9048 | 73.9048 | 73.5345 | 73.5345 | 73.5345 | 73.5345 | 73.5345 | 73.4701 | 73.4701 | 0 | 0 | 0 | 0 | 0 | 0 | 0 | 0 | 0 | 0 | 0 | 0 | 0 | 0 | 241956.4763 | 245200.005 | 248443.5337 | 251687.0624 | 254930.591 | 256742.5737 | 259986.1024 | 263229.6311 | 266473.1598 | 269716.6884 | 272708.767 | 272708.767 | 0 | 0 | 0 | 0 | 0 | 0 | 0 | 0 | 0 | 0 | 0 | 0 | 0 | 0 | 241853.676 | 245104.3528 | 248355.0297 | 251605.7066 | 254856.3834 | 256675.5143 | 259926.1911 | 263176.868 | 266427.5449 | 269678.2217 | 272677.4485 | 272677.4485 | 0 | 0 | 0 | 0 | 0 | 0 | 0 | 0 | 0 | 0 | 0 | 0 | 0 | 0
| Unknown | Unknown, non-commercial | 1358921.2324 | 1358144.467 | 1.3589 | 133629.5703 | 99057.6268 | -103.8422 | 34571.9435 | 146226.1006 | 47168.4738 | 0% | 0 | 4% | 1.4% | 0.32764 | 0.2149 | 1.3777 | 446.7551 | 422.3623 | 3240.9775 | 1198.9278 | 2720.9 | -9.8188 | 12 | Unknown | blended | 8.17 | 8.45 | 322 | 81% | 16% | 4% | 6.9% | 73% | 5% | 100% | 0.558 | 0.188 | 0.9454 | 3.72 | 3.6 | blended | blended | blended | blended | blended | blended | blended | blended | blended | blended | blended | blended | blended | blended | blended | blended | blended | blended | blended | blended | blended | blended | blended | blended | blended | blended | 133629.5703 | 129893.6299 | 126157.6894 | 122421.749 | 118685.8086 | 114705.8425 | 110969.902 | 107233.9616 | 103498.0211 | 99762.0807 | 95981.4886 | 95981.4886 | 0 | 0 | 0 | 0 | 0 | 0 | 0 | 0 | 0 | 0 | 0 | 0 | 0 | 0 | 133525.7282 | 129797.0083 | 126068.2885 | 122339.5687 | 118610.8489 | 114638.1034 | 110909.3836 | 107180.6638 | 103451.944 | 99723.2242 | 95949.8527 | 95949.8527 | 0 | 0 | 0 | 0 | 0 | 0 | 0 | 0 | 0 | 0 | 0 | 0 | 0 | 0
Table 61. Clothes Dryer Fuel Mix and Average Efficiency, Residential Buildings
[25 empty] | Clothes Dryer Heating Fuel | Building Type |  |  | Assumed Dryer Efficiency (CEFbase)
[26 empty] | Single Family | Multifamily | Unknown
[25 empty] | Electric | 81% | 77% | 81% | 3.11
[25 empty] | Natural Gas | 15% | 21% | 16% | 2.84
[25 empty] | Propane | 4% | 3% | 4% | 2.84
Table 64. Vermont Primary Heating Fuel Mix and Average Heating Efficiency, Residential Buildings
[25 empty] | Heating Fuel | Building Type |  |  | Average Heating Efficiency (ηave)
[26 empty] | Single Family | Multifamily | Unknown
[25 empty] | Oil | 45% | 5% | 41% | 0.84
[25 empty] | Propane (LP) | 17% | 5% | 16% | 0.83
[25 empty] | Natural Gas (NG) | 23% | 66% | 27% | 0.85
[25 empty] | Electricity | 6% | 23% | 8% | 2.52
[25 empty] | Wood | 8% | 1% | 7% | 0.53
Table 62. Heat Pump Clothes Dryer CEF by Type (CEFhp)
[25 empty] | Technology | Size | CEF [lbs/kWh]
[27 empty] | ENERGY STAR | ENERGY STAR Most Efficient
[25 empty] | Heat Pump | Standard | 4.3 | 9.13
[25 empty] | Heat Pump | Compact | 3.36 | 6.25
[25 empty] | Hybrid Heat Pump | Standard or Compact | 4.5 | 6.03
[25 empty] | Unknown (full or hybrid) | Standard | 4.47 | 8.17
[25 empty] | Unknown (full or hybrid) | Compact | 3.36 | 6.25
Table 66. Portion of Dryer Heat Energy Remaining in Space
[25 empty] | Dryer Type | %HR
[25 empty] | Vented | 5%
[25 empty] | Ventless | 100%

## RE_APPL_INCT
Characterization: | RE_APPL_INCT
Residential Induction Cooktops
Assumptions:
▪ Building type (single family or multifamily) is unknown/not collected
helper row
|  |  |  | 2025 First Year Savings |  |  |  | Affected Fuel Adders |  | Mixed Baseline Scenario Adders | [15 empty] | Lifecycle Carbon Intensity - With Adder (gCO2e/MJ) | [25 empty] | Lifetime CO2e Reductions, Thermal [g] | [25 empty] | Lifetime CO2e Reductions, Total [g]
Existing Cooktop Fuel | Lifetime CO2e Reductions, Thermal [g] | Lifetime CO2e Reductions, Total [g] | Lifetime Credits | ΔCO2e | ΔCO2edirect | ΔCO2ebase | ΔCO2einduction | CI' | TDL | TDLelec | TDLng | CI' prop | CI' oil | CI' wood | Ebase [MJ] | ΔEinduction [MJ] | Measure Life | Baseline Dryer Fuel Type | ηstd elec | ηinduction | Heat Up Energy | Simmer Energy | Saute Energy | Days | MJ/BTU | 2025 | 2026 | 2027 | 2028 | 2029 | 2030 | 2031 | 2032 | 2033 | 2034 | 2035 | 2036 | 2037 | 2038 | 2039 | 2040 | 2041 | 2042 | 2043 | 2044 | 2045 | 2046 | 2047 | 2048 | 2049 | 2050 | 2025 | 2026 | 2027 | 2028 | 2029 | 2030 | 2031 | 2032 | 2033 | 2034 | 2035 | 2036 | 2037 | 2038 | 2039 | 2040 | 2041 | 2042 | 2043 | 2044 | 2045 | 2046 | 2047 | 2048 | 2049 | 2050 | 2025 | 2026 | 2027 | 2028 | 2029 | 2030 | 2031 | 2032 | 2033 | 2034 | 2035 | 2036 | 2037 | 2038 | 2039 | 2040 | 2041 | 2042 | 2043 | 2044 | 2045 | 2046 | 2047 | 2048 | 2049 | 2050
Natural Gas | 1858400.7501 | 1858400.7501 | 1.8584 | 107875.3099 | 107875.3099 | 144495.0429 | 36619.733 | 0 | 1.4% | 4% | 1.4% | 0.32764 | 0.2149 | 1.3777 | 2236 | 930.8 | 15 | Natural Gas | 0.74 | 0.84 | 5.43 | 1.77 | 1.4 | 260 | 0.00106 | 63.7174 | 63.7174 | 63.7174 | 63.7174 | 63.7174 | 63.6511 | 63.6511 | 63.6511 | 63.6511 | 63.6511 | 63.6399 | 63.6399 | 63.6399 | 63.6399 | 63.6399 | 0 | 0 | 0 | 0 | 0 | 0 | 0 | 0 | 0 | 0 | 0 | 107875.3099 | 110421.6485 | 112967.9871 | 115514.3257 | 118060.6643 | 120456.6177 | 123002.9563 | 125549.2949 | 128095.6335 | 130641.9721 | 133162.8681 | 133162.8681 | 133162.8681 | 133162.8681 | 133162.8681 | 0 | 0 | 0 | 0 | 0 | 0 | 0 | 0 | 0 | 0 | 0 | 107875.3099 | 110421.6485 | 112967.9871 | 115514.3257 | 118060.6643 | 120456.6177 | 123002.9563 | 125549.2949 | 128095.6335 | 130641.9721 | 133162.8681 | 133162.8681 | 133162.8681 | 133162.8681 | 133162.8681 | 0 | 0 | 0 | 0 | 0 | 0 | 0 | 0 | 0 | 0 | 0
Propane | 2162373.1524 | 2162373.1524 | 2.1624 | 128631.4738 | 128631.4738 | 165251.2068 | 36619.733 | 0.32764 | 0% | 4% | 1.4% | 0.32764 | 0.2149 | 1.3777 | 2236 | 930.8 | 15 | Delivered | 0.74 | 0.84 | 5.43 | 1.77 | 1.4 | 260 | 0.00106 | 73.9048 | 73.9048 | 73.9048 | 73.9048 | 73.9048 | 73.5345 | 73.5345 | 73.5345 | 73.5345 | 73.5345 | 73.4701 | 73.4701 | 73.4701 | 73.4701 | 73.4701 | 0 | 0 | 0 | 0 | 0 | 0 | 0 | 0 | 0 | 0 | 0 | 128631.4738 | 131177.8124 | 133724.151 | 136270.4896 | 138816.8282 | 140535.1014 | 143081.44 | 145627.7786 | 148174.1172 | 150720.4558 | 153122.7009 | 153122.7009 | 153122.7009 | 153122.7009 | 153122.7009 | 0 | 0 | 0 | 0 | 0 | 0 | 0 | 0 | 0 | 0 | 0 | 128631.4738 | 131177.8124 | 133724.151 | 136270.4896 | 138816.8282 | 140535.1014 | 143081.44 | 145627.7786 | 148174.1172 | 150720.4558 | 153122.7009 | 153122.7009 | 153122.7009 | 153122.7009 | 153122.7009 | 0 | 0 | 0 | 0 | 0 | 0 | 0 | 0 | 0 | 0 | 0
Unknown, non-commercial | 1119832.8735 | 1119832.8735 | 1.1198 | 67368.9134 | 67368.9134 | 103988.6465 | 36619.733 | 0 | 0% | 4% | 1.4% | 0.32764 | 0.2149 | 1.3777 | blended | 930.8 | 15 | Unknown | 0.74 | 0.84 | blended | blended | blended | 260 | 0.00106 | blended | blended | blended | blended | blended | blended | blended | blended | blended | blended | blended | blended | blended | blended | blended | blended | blended | blended | blended | blended | blended | blended | blended | blended | blended | blended | 67368.9134 | 68558.0109 | 69747.1083 | 70936.2058 | 72125.3032 | 72977.178 | 74166.2755 | 75355.3729 | 76544.4704 | 77733.5679 | 78864.0934 | 78864.0934 | 78864.0934 | 78864.0934 | 78864.0934 | 0 | 0 | 0 | 0 | 0 | 0 | 0 | 0 | 0 | 0 | 0 | 67368.9134 | 68558.0109 | 69747.1083 | 70936.2058 | 72125.3032 | 72977.178 | 74166.2755 | 75355.3729 | 76544.4704 | 77733.5679 | 78864.0934 | 78864.0934 | 78864.0934 | 78864.0934 | 78864.0934 | 0 | 0 | 0 | 0 | 0 | 0 | 0 | 0 | 0 | 0 | 0
Table 68. Cooktop Fuel Mix in Vermont Residential Buildings
[17 empty] | Cooktop Fuel | Building Type
[18 empty] | Single Family | Multifamily | Unknown
[17 empty] | Electric | 46% | 55% | 47%
[17 empty] | Propane (LP) | 42% | 3% | 38%
[17 empty] | Natural Gas (NG) | 12% | 42% | 15%
Table 69. Cooktop Energy Usage
[17 empty] | Cooktop Fuel | Heat Up Energy (MJ/Day) | Simmer Energy (MJ/Day) | Saute Energy (MJ/Day) | Total Energy (MJ/Day)
[17 empty] | Electricity (Standard Cooktop) | 2.32 | 0.98 | 0.76 | 4.06
[17 empty] | Electricity (Induction) | 2.05 | 0.86 | 0.67 | 3.58
[17 empty] | Natural Gas | 5.43 | 1.77 | 1.4 | 8.6
[17 empty] | Propane | 5.43 | 1.77 | 1.4 | 8.6

## RE_ENVE_AIRS
Characterization: | RE_ENVE_AIRS
Residential Air Sealing
Assumptions:
▪ Central A/C presence is unknown/not collected
▪ Heating efficiencies per Table 71 (known systems/fuels) or per Table 72 (unknown systems/fuels)
▪ Building type (single family or multifamily) is unknown/not collected
helper row
CFM50 Reduction | [6 empty] | 2025 First Year Savings |  |  |  | Affected Fuel Adders |  | Mixed Baseline Scenario Adders | [23 empty] | Affected Fuel Lifecycle Carbon Intensity - With Adder (gCO2e/MJ) | [25 empty] | Lifetime CO2e Reductions, Thermal [g] | [25 empty] | Lifetime CO2e Reductions, Total [g]
Range | Assumed Value | System Type | Fuel | Lifetime CO2e Reductions, Thermal [g] | Lifetime CO2e Reductions, Total [g] | Lifetime Credits | ΔCO2e | ΔCO2eheat | ΔCO2ecool | ΔCO2efan | TDL | CI' | TDLelec | TDLng | CI' prop | CI' oil | CI' wood | ΔEheat [MJ] | ΔEcool [MJ] | ΔEfan [MJ] | ΔEhl [MJ] | ΔEcl [MJ] | Measure Life | Fe | %Fossil | %Cool | ΔCFM | N | HDH [°F hr] | CDH [°F hr] | Adjheat | Adjcool | ηheat | ηcool | Specific Heat of Air | MJ/BTU | 2025 | 2026 | 2027 | 2028 | 2029 | 2030 | 2031 | 2032 | 2033 | 2034 | 2035 | 2036 | 2037 | 2038 | 2039 | 2040 | 2041 | 2042 | 2043 | 2044 | 2045 | 2046 | 2047 | 2048 | 2049 | 2050 | 2025 | 2026 | 2027 | 2028 | 2029 | 2030 | 2031 | 2032 | 2033 | 2034 | 2035 | 2036 | 2037 | 2038 | 2039 | 2040 | 2041 | 2042 | 2043 | 2044 | 2045 | 2046 | 2047 | 2048 | 2049 | 2050 | 2025 | 2026 | 2027 | 2028 | 2029 | 2030 | 2031 | 2032 | 2033 | 2034 | 2035 | 2036 | 2037 | 2038 | 2039 | 2040 | 2041 | 2042 | 2043 | 2044 | 2045 | 2046 | 2047 | 2048 | 2049 | 2050
>0 and <800 | 400 | Boiler | Oil | 3271808.6978 | 3293000.2363 | 3.2718 | 166617.4076 | 164480.6215 | 97.009 | 2039.7771 | 0% | 0.2149 | 4% | 1.4% | 0.32764 | 0.2149 | 1.3777 | 1965.6897 | 2.4658 | 51.847 | 1670.8363 | 9.1727 | 20 | 3.14% | 84% | 6.9% | 400 | 17.1 | 113443 | 6619 | 0.55 | 0.75 | 0.85 | 3.72 | 1.08 | 0.00106 | 83.6758 | 83.6758 | 83.6758 | 83.6758 | 83.6758 | 83.1407 | 83.1407 | 83.1407 | 83.1407 | 83.1407 | 83.0516 | 83.0516 | 83.0516 | 83.0516 | 83.0516 | 83.0236 | 83.0236 | 83.0236 | 83.0236 | 83.0236 | 0 | 0 | 0 | 0 | 0 | 0 | 164480.6215 | 164480.6215 | 164480.6215 | 164480.6215 | 164480.6215 | 163428.7825 | 163428.7825 | 163428.7825 | 163428.7825 | 163428.7825 | 163253.6344 | 163253.6344 | 163253.6344 | 163253.6344 | 163253.6344 | 163198.7011 | 163198.7011 | 163198.7011 | 163198.7011 | 163198.7011 | 0 | 0 | 0 | 0 | 0 | 0 | 166617.4076 | 166468.827 | 166320.2465 | 166171.6659 | 166023.0853 | 164822.6657 | 164674.0851 | 164525.5045 | 164376.924 | 164228.3434 | 163904.6148 | 163904.6148 | 163904.6148 | 163904.6148 | 163904.6148 | 163849.6814 | 163849.6814 | 163849.6814 | 163849.6814 | 163849.6814 | 0 | 0 | 0 | 0 | 0 | 0
| 400 | Boiler | Propane | 2732375.5443 | 2752443.2243 | 2.7324 | 139226.6603 | 137203.1952 | 97.009 | 1926.4561 | 0% | 0.32764 | 4% | 1.4% | 0.32764 | 0.2149 | 1.3777 | 1856.4847 | 2.4658 | 48.9666 | 1670.8363 | 9.1727 | 20 | 3.14% | 84% | 6.9% | 400 | 17.1 | 113443 | 6619 | 0.55 | 0.75 | 0.9 | 3.72 | 1.08 | 0.00106 | 73.9048 | 73.9048 | 73.9048 | 73.9048 | 73.9048 | 73.5345 | 73.5345 | 73.5345 | 73.5345 | 73.5345 | 73.4701 | 73.4701 | 73.4701 | 73.4701 | 73.4701 | 73.4507 | 73.4507 | 73.4507 | 73.4507 | 73.4507 | 0 | 0 | 0 | 0 | 0 | 0 | 137203.1952 | 137203.1952 | 137203.1952 | 137203.1952 | 137203.1952 | 136515.6769 | 136515.6769 | 136515.6769 | 136515.6769 | 136515.6769 | 136396.0403 | 136396.0403 | 136396.0403 | 136396.0403 | 136396.0403 | 136360.1965 | 136360.1965 | 136360.1965 | 136360.1965 | 136360.1965 | 0 | 0 | 0 | 0 | 0 | 0 | 139226.6603 | 139085.9594 | 138945.2586 | 138804.5577 | 138663.8569 | 137835.6378 | 137694.9369 | 137554.2361 | 137413.5353 | 137272.8344 | 137012.497 | 137012.497 | 137012.497 | 137012.497 | 137012.497 | 136976.6532 | 136976.6532 | 136976.6532 | 136976.6532 | 136976.6532 | 0 | 0 | 0 | 0 | 0 | 0
| 400 | Boiler | Natural Gas | 2508782.7454 | 2529739.0578 | 2.5088 | 127663.0316 | 125549.9638 | 97.009 | 2016.0587 | 1.4% | 0 | 4% | 1.4% | 0.32764 | 0.2149 | 1.3777 | 1942.8329 | 2.4658 | 51.2442 | 1670.8363 | 9.1727 | 20 | 3.14% | 84% | 6.9% | 400 | 17.1 | 113443 | 6619 | 0.55 | 0.75 | 0.86 | 3.72 | 1.08 | 0.00106 | 63.7174 | 63.7174 | 63.7174 | 63.7174 | 63.7174 | 63.6511 | 63.6511 | 63.6511 | 63.6511 | 63.6511 | 63.6399 | 63.6399 | 63.6399 | 63.6399 | 63.6399 | 63.6363 | 63.6363 | 63.6363 | 63.6363 | 63.6363 | 0 | 0 | 0 | 0 | 0 | 0 | 125549.9638 | 125549.9638 | 125549.9638 | 125549.9638 | 125549.9638 | 125419.296 | 125419.296 | 125419.296 | 125419.296 | 125419.296 | 125397.1892 | 125397.1892 | 125397.1892 | 125397.1892 | 125397.1892 | 125390.1001 | 125390.1001 | 125390.1001 | 125390.1001 | 125390.1001 | 0 | 0 | 0 | 0 | 0 | 0 | 127663.0316 | 127516.1002 | 127369.1689 | 127222.2376 | 127075.3063 | 126797.7071 | 126650.7757 | 126503.8444 | 126356.9131 | 126209.9818 | 126040.9437 | 126040.9437 | 126040.9437 | 126040.9437 | 126040.9437 | 126033.8546 | 126033.8546 | 126033.8546 | 126033.8546 | 126033.8546 | 0 | 0 | 0 | 0 | 0 | 0
| 400 | Boiler | Kerosene | 3279747.1681 | 3300938.7066 | 3.2797 | 167044.7765 | 164907.9904 | 97.009 | 2039.7771 | 0% | 0.22206 | 4% | 1.4% | 0.32764 | 0.2149 | 1.3777 | 1965.6897 | 2.4658 | 51.847 | 1670.8363 | 9.1727 | 20 | 3.14% | 84% | 6.9% | 400 | 17.1 | 113443 | 6619 | 0.55 | 0.75 | 0.85 | 3.72 | 1.08 | 0.00106 | 83.8932 | 83.8932 | 83.8932 | 83.8932 | 83.8932 | 83.3423 | 83.3423 | 83.3423 | 83.3423 | 83.3423 | 83.2462 | 83.2462 | 83.2462 | 83.2462 | 83.2462 | 83.2178 | 83.2178 | 83.2178 | 83.2178 | 83.2178 | 0 | 0 | 0 | 0 | 0 | 0 | 164907.9904 | 164907.9904 | 164907.9904 | 164907.9904 | 164907.9904 | 163825.0438 | 163825.0438 | 163825.0438 | 163825.0438 | 163825.0438 | 163636.1181 | 163636.1181 | 163636.1181 | 163636.1181 | 163636.1181 | 163580.2813 | 163580.2813 | 163580.2813 | 163580.2813 | 163580.2813 | 0 | 0 | 0 | 0 | 0 | 0 | 167044.7765 | 166896.1959 | 166747.6154 | 166599.0348 | 166450.4542 | 165218.927 | 165070.3465 | 164921.7659 | 164773.1853 | 164624.6048 | 164287.0984 | 164287.0984 | 164287.0984 | 164287.0984 | 164287.0984 | 164231.2616 | 164231.2616 | 164231.2616 | 164231.2616 | 164231.2616 | 0 | 0 | 0 | 0 | 0 | 0
| 400 | Furnace | Oil | 3391509.016 | 3413440.6565 | 3.3915 | 172709.6173 | 170498.2053 | 97.009 | 2114.403 | 0% | 0.2149 | 4% | 1.4% | 0.32764 | 0.2149 | 1.3777 | 2037.6052 | 2.4658 | 53.7439 | 1670.8363 | 9.1727 | 20 | 3.14% | 84% | 6.9% | 400 | 17.1 | 113443 | 6619 | 0.55 | 0.75 | 0.82 | 3.72 | 1.08 | 0.00106 | 83.6758 | 83.6758 | 83.6758 | 83.6758 | 83.6758 | 83.1407 | 83.1407 | 83.1407 | 83.1407 | 83.1407 | 83.0516 | 83.0516 | 83.0516 | 83.0516 | 83.0516 | 83.0236 | 83.0236 | 83.0236 | 83.0236 | 83.0236 | 0 | 0 | 0 | 0 | 0 | 0 | 170498.2053 | 170498.2053 | 170498.2053 | 170498.2053 | 170498.2053 | 169407.8843 | 169407.8843 | 169407.8843 | 169407.8843 | 169407.8843 | 169226.3284 | 169226.3284 | 169226.3284 | 169226.3284 | 169226.3284 | 169169.3853 | 169169.3853 | 169169.3853 | 169169.3853 | 169169.3853 | 0 | 0 | 0 | 0 | 0 | 0 | 172709.6173 | 172555.8477 | 172402.078 | 172248.3083 | 172094.5387 | 170850.448 | 170696.6784 | 170542.9087 | 170389.1391 | 170235.3694 | 169900.0439 | 169900.0439 | 169900.0439 | 169900.0439 | 169900.0439 | 169843.1007 | 169843.1007 | 169843.1007 | 169843.1007 | 169843.1007 | 0 | 0 | 0 | 0 | 0 | 0
| 400 | Furnace | Propane | 2732375.5443 | 2752443.2243 | 2.7324 | 139226.6603 | 137203.1952 | 97.009 | 1926.4561 | 0% | 0.32764 | 4% | 1.4% | 0.32764 | 0.2149 | 1.3777 | 1856.4847 | 2.4658 | 48.9666 | 1670.8363 | 9.1727 | 20 | 3.14% | 84% | 6.9% | 400 | 17.1 | 113443 | 6619 | 0.55 | 0.75 | 0.9 | 3.72 | 1.08 | 0.00106 | 73.9048 | 73.9048 | 73.9048 | 73.9048 | 73.9048 | 73.5345 | 73.5345 | 73.5345 | 73.5345 | 73.5345 | 73.4701 | 73.4701 | 73.4701 | 73.4701 | 73.4701 | 73.4507 | 73.4507 | 73.4507 | 73.4507 | 73.4507 | 0 | 0 | 0 | 0 | 0 | 0 | 137203.1952 | 137203.1952 | 137203.1952 | 137203.1952 | 137203.1952 | 136515.6769 | 136515.6769 | 136515.6769 | 136515.6769 | 136515.6769 | 136396.0403 | 136396.0403 | 136396.0403 | 136396.0403 | 136396.0403 | 136360.1965 | 136360.1965 | 136360.1965 | 136360.1965 | 136360.1965 | 0 | 0 | 0 | 0 | 0 | 0 | 139226.6603 | 139085.9594 | 138945.2586 | 138804.5577 | 138663.8569 | 137835.6378 | 137694.9369 | 137554.2361 | 137413.5353 | 137272.8344 | 137012.497 | 137012.497 | 137012.497 | 137012.497 | 137012.497 | 136976.6532 | 136976.6532 | 136976.6532 | 136976.6532 | 136976.6532 | 0 | 0 | 0 | 0 | 0 | 0
| 400 | Furnace | Natural Gas | 2295269.3203 | 2314523.9963 | 2.2953 | 116806.3488 | 114864.8605 | 97.009 | 1844.4793 | 1.4% | 0 | 4% | 1.4% | 0.32764 | 0.2149 | 1.3777 | 1777.4854 | 2.4658 | 46.883 | 1670.8363 | 9.1727 | 20 | 3.14% | 84% | 6.9% | 400 | 17.1 | 113443 | 6619 | 0.55 | 0.75 | 0.94 | 3.72 | 1.08 | 0.00106 | 63.7174 | 63.7174 | 63.7174 | 63.7174 | 63.7174 | 63.6511 | 63.6511 | 63.6511 | 63.6511 | 63.6511 | 63.6399 | 63.6399 | 63.6399 | 63.6399 | 63.6399 | 63.6363 | 63.6363 | 63.6363 | 63.6363 | 63.6363 | 0 | 0 | 0 | 0 | 0 | 0 | 114864.8605 | 114864.8605 | 114864.8605 | 114864.8605 | 114864.8605 | 114745.3133 | 114745.3133 | 114745.3133 | 114745.3133 | 114745.3133 | 114725.088 | 114725.088 | 114725.088 | 114725.088 | 114725.088 | 114718.6022 | 114718.6022 | 114718.6022 | 114718.6022 | 114718.6022 | 0 | 0 | 0 | 0 | 0 | 0 | 116806.3488 | 116671.3482 | 116536.3476 | 116401.3469 | 116266.3463 | 116011.7985 | 115876.7979 | 115741.7973 | 115606.7967 | 115471.796 | 115316.5701 | 115316.5701 | 115316.5701 | 115316.5701 | 115316.5701 | 115310.0843 | 115310.0843 | 115310.0843 | 115310.0843 | 115310.0843 | 0 | 0 | 0 | 0 | 0 | 0
| 400 | Furnace | Kerosene | 3399737.9181 | 3421669.5586 | 3.3997 | 173152.6217 | 170941.2096 | 97.009 | 2114.403 | 0% | 0.22206 | 4% | 1.4% | 0.32764 | 0.2149 | 1.3777 | 2037.6052 | 2.4658 | 53.7439 | 1670.8363 | 9.1727 | 20 | 3.14% | 84% | 6.9% | 400 | 17.1 | 113443 | 6619 | 0.55 | 0.75 | 0.82 | 3.72 | 1.08 | 0.00106 | 83.8932 | 83.8932 | 83.8932 | 83.8932 | 83.8932 | 83.3423 | 83.3423 | 83.3423 | 83.3423 | 83.3423 | 83.2462 | 83.2462 | 83.2462 | 83.2462 | 83.2462 | 83.2178 | 83.2178 | 83.2178 | 83.2178 | 83.2178 | 0 | 0 | 0 | 0 | 0 | 0 | 170941.2096 | 170941.2096 | 170941.2096 | 170941.2096 | 170941.2096 | 169818.643 | 169818.643 | 169818.643 | 169818.643 | 169818.643 | 169622.8053 | 169622.8053 | 169622.8053 | 169622.8053 | 169622.8053 | 169564.9257 | 169564.9257 | 169564.9257 | 169564.9257 | 169564.9257 | 0 | 0 | 0 | 0 | 0 | 0 | 173152.6217 | 172998.852 | 172845.0823 | 172691.3127 | 172537.543 | 171261.2068 | 171107.4371 | 170953.6674 | 170799.8978 | 170646.1281 | 170296.5208 | 170296.5208 | 170296.5208 | 170296.5208 | 170296.5208 | 170238.6412 | 170238.6412 | 170238.6412 | 170238.6412 | 170238.6412 | 0 | 0 | 0 | 0 | 0 | 0
| 400 | Heat Pump | Electricity | 198756.0213 | 204960.4954 | 0.19876 | 20666.5849 | 20040.9752 | 97.009 | 528.6008 | 4% | 0 | 4% | 1.4% | 0.32764 | 0.2149 | 1.3777 | 509.4013 | 2.4658 | 13.436 | 1670.8363 | 9.1727 | 20 | 3.14% | 84% | 6.9% | 400 | 17.1 | 113443 | 6619 | 0.55 | 0.75 | 3.28 | 3.72 | 1.08 | 0.00106 | 37.7685 | 35.1423 | 32.5161 | 29.8899 | 27.2636 | 24.6374 | 22.0112 | 19.385 | 16.7588 | 14.1326 | 11.5063 | 11.5063 | 11.5063 | 11.5063 | 11.5063 | 11.5063 | 11.5063 | 11.5063 | 11.5063 | 11.5063 | 0 | 0 | 0 | 0 | 0 | 0 | 20040.9752 | 18647.4339 | 17253.8926 | 15860.3514 | 14466.8101 | 13073.2689 | 11679.7276 | 10286.1864 | 8892.6451 | 7499.1039 | 6105.5626 | 6105.5626 | 6105.5626 | 6105.5626 | 6105.5626 | 6105.5626 | 6105.5626 | 6105.5626 | 6105.5626 | 6105.5626 | 0 | 0 | 0 | 0 | 0 | 0 | 20666.5849 | 19229.5422 | 17792.4994 | 16355.4566 | 14918.4138 | 13481.371 | 12044.3282 | 10607.2855 | 9170.2427 | 7733.1999 | 6296.1571 | 6296.1571 | 6296.1571 | 6296.1571 | 6296.1571 | 6296.1571 | 6296.1571 | 6296.1571 | 6296.1571 | 6296.1571 | 0 | 0 | 0 | 0 | 0 | 0
| 400 | Baseboard | Electricity | 651919.75 | 670076.8705 | 0.65192 | 67565.218 | 65734.3985 | 97.009 | 1733.8105 | 4% | 0 | 4% | 1.4% | 0.32764 | 0.2149 | 1.3777 | 1670.8363 | 2.4658 | 44.07 | 1670.8363 | 9.1727 | 20 | 3.14% | 84% | 6.9% | 400 | 17.1 | 113443 | 6619 | 0.55 | 0.75 | 1 | 3.72 | 1.08 | 0.00106 | 37.7685 | 35.1423 | 32.5161 | 29.8899 | 27.2636 | 24.6374 | 22.0112 | 19.385 | 16.7588 | 14.1326 | 11.5063 | 11.5063 | 11.5063 | 11.5063 | 11.5063 | 11.5063 | 11.5063 | 11.5063 | 11.5063 | 11.5063 | 0 | 0 | 0 | 0 | 0 | 0 | 65734.3985 | 61163.5832 | 56592.7679 | 52021.9526 | 47451.1373 | 42880.322 | 38309.5066 | 33738.6913 | 29167.876 | 24597.0607 | 20026.2454 | 20026.2454 | 20026.2454 | 20026.2454 | 20026.2454 | 20026.2454 | 20026.2454 | 20026.2454 | 20026.2454 | 20026.2454 | 0 | 0 | 0 | 0 | 0 | 0 | 67565.218 | 62867.0974 | 58168.9768 | 53470.8562 | 48772.7355 | 44074.6149 | 39376.4943 | 34678.3737 | 29980.2531 | 25282.1324 | 20584.0118 | 20584.0118 | 20584.0118 | 20584.0118 | 20584.0118 | 20584.0118 | 20584.0118 | 20584.0118 | 20584.0118 | 20584.0118 | 0 | 0 | 0 | 0 | 0 | 0
| 400 | Pellet Stove | Wood Pellets | 1297541.9995 | 1323068.4209 | 1.2975 | 71327.6693 | 68753.7881 | 97.009 | 2476.8721 | 0% | 1.9568 | 4% | 1.4% | 0.32764 | 0.2149 | 1.3777 | 2386.909 | 2.4658 | 62.9571 | 1670.8363 | 9.1727 | 20 | 3.14% | 84% | 6.9% | 400 | 17.1 | 113443 | 6619 | 0.55 | 0.75 | 0.7 | 3.72 | 1.08 | 0.00106 | 28.8045 | 28.8045 | 28.8045 | 28.8045 | 28.8045 | 26.8895 | 26.8895 | 26.8895 | 26.8895 | 26.8895 | 26.5658 | 26.5658 | 26.5658 | 26.5658 | 26.5658 | 26.4617 | 26.4617 | 26.4617 | 26.4617 | 26.4617 | 0 | 0 | 0 | 0 | 0 | 0 | 68753.7881 | 68753.7881 | 68753.7881 | 68753.7881 | 68753.7881 | 64182.7705 | 64182.7705 | 64182.7705 | 64182.7705 | 64182.7705 | 63410.1174 | 63410.1174 | 63410.1174 | 63410.1174 | 63410.1174 | 63161.7239 | 63161.7239 | 63161.7239 | 63161.7239 | 63161.7239 | 0 | 0 | 0 | 0 | 0 | 0 | 71327.6693 | 71148.6955 | 70969.7217 | 70790.7479 | 70611.7741 | 65861.7826 | 65682.8088 | 65503.835 | 65324.8612 | 65145.8874 | 64194.2606 | 64194.2606 | 64194.2606 | 64194.2606 | 64194.2606 | 63945.867 | 63945.867 | 63945.867 | 63945.867 | 63945.867 | 0 | 0 | 0 | 0 | 0 | 0
| 400 | Unknown | Unknown, non-commercial | 2703676.8701 | 2724625.3447 | 2.7037 | 138876.5275 | 136764.25 | 97.009 | 2015.2684 | 0% | 0 | 4% | 1.4% | 0.32764 | 0.2149 | 1.3777 | blended | 2.4658 | 51.2241 | 1670.8363 | 9.1727 | 20 | 3.14% | 84% | 6.9% | 400 | 17.1 | 113443 | 6619 | 0.55 | 0.75 | blended | 3.72 | 1.08 | 0.00106 | blended | blended | blended | blended | blended | blended | blended | blended | blended | blended | blended | blended | blended | blended | blended | blended | blended | blended | blended | blended | blended | blended | blended | blended | blended | blended | 136764.25 | 136619.1448 | 136474.0395 | 136328.9343 | 136183.829 | 135422.3144 | 135277.2092 | 135132.1039 | 134986.9987 | 134841.8934 | 134580.16 | 134580.16 | 134580.16 | 134580.16 | 134580.16 | 134549.0706 | 134549.0706 | 134549.0706 | 134549.0706 | 134549.0706 | 0 | 0 | 0 | 0 | 0 | 0 | 138876.5275 | 138584.5459 | 138292.5642 | 138000.5826 | 137708.601 | 136800.21 | 136508.2284 | 136216.2467 | 135924.2651 | 135632.2835 | 135223.6737 | 135223.6737 | 135223.6737 | 135223.6737 | 135223.6737 | 135192.5843 | 135192.5843 | 135192.5843 | 135192.5843 | 135192.5843 | 0 | 0 | 0 | 0 | 0 | 0
800 to <1600 | 1200 | Boiler | Oil | 9815426.0934 | 9879000.709 | 9.8154 | 499852.2228 | 493441.8646 | 291.027 | 6119.3312 | 0% | 0.2149 | 4% | 1.4% | 0.32764 | 0.2149 | 1.3777 | 5897.0692 | 7.3973 | 155.5411 | 5012.5088 | 27.518 | 20 | 3.14% | 84% | 6.9% | 1200 | 17.1 | 113443 | 6619 | 0.55 | 0.75 | 0.85 | 3.72 | 1.08 | 0.00106 | 83.6758 | 83.6758 | 83.6758 | 83.6758 | 83.6758 | 83.1407 | 83.1407 | 83.1407 | 83.1407 | 83.1407 | 83.0516 | 83.0516 | 83.0516 | 83.0516 | 83.0516 | 83.0236 | 83.0236 | 83.0236 | 83.0236 | 83.0236 | 0 | 0 | 0 | 0 | 0 | 0 | 493441.8646 | 493441.8646 | 493441.8646 | 493441.8646 | 493441.8646 | 490286.3474 | 490286.3474 | 490286.3474 | 490286.3474 | 490286.3474 | 489760.9033 | 489760.9033 | 489760.9033 | 489760.9033 | 489760.9033 | 489596.1033 | 489596.1033 | 489596.1033 | 489596.1033 | 489596.1033 | 0 | 0 | 0 | 0 | 0 | 0 | 499852.2228 | 499406.4811 | 498960.7394 | 498514.9977 | 498069.256 | 494467.9971 | 494022.2554 | 493576.5136 | 493130.7719 | 492685.0302 | 491713.8444 | 491713.8444 | 491713.8444 | 491713.8444 | 491713.8444 | 491549.0443 | 491549.0443 | 491549.0443 | 491549.0443 | 491549.0443 | 0 | 0 | 0 | 0 | 0 | 0
| 1200 | Boiler | Propane | 8197126.633 | 8257329.673 | 8.1971 | 417679.9808 | 411609.5855 | 291.027 | 5779.3683 | 0% | 0.32764 | 4% | 1.4% | 0.32764 | 0.2149 | 1.3777 | 5569.4542 | 7.3973 | 146.8999 | 5012.5088 | 27.518 | 20 | 3.14% | 84% | 6.9% | 1200 | 17.1 | 113443 | 6619 | 0.55 | 0.75 | 0.9 | 3.72 | 1.08 | 0.00106 | 73.9048 | 73.9048 | 73.9048 | 73.9048 | 73.9048 | 73.5345 | 73.5345 | 73.5345 | 73.5345 | 73.5345 | 73.4701 | 73.4701 | 73.4701 | 73.4701 | 73.4701 | 73.4507 | 73.4507 | 73.4507 | 73.4507 | 73.4507 | 0 | 0 | 0 | 0 | 0 | 0 | 411609.5855 | 411609.5855 | 411609.5855 | 411609.5855 | 411609.5855 | 409547.0307 | 409547.0307 | 409547.0307 | 409547.0307 | 409547.0307 | 409188.121 | 409188.121 | 409188.121 | 409188.121 | 409188.121 | 409080.5894 | 409080.5894 | 409080.5894 | 409080.5894 | 409080.5894 | 0 | 0 | 0 | 0 | 0 | 0 | 417679.9808 | 417257.8783 | 416835.7758 | 416413.6732 | 415991.5707 | 413506.9134 | 413084.8108 | 412662.7083 | 412240.6058 | 411818.5032 | 411037.4911 | 411037.4911 | 411037.4911 | 411037.4911 | 411037.4911 | 410929.9595 | 410929.9595 | 410929.9595 | 410929.9595 | 410929.9595 | 0 | 0 | 0 | 0 | 0 | 0
| 1200 | Boiler | Natural Gas | 7526348.2363 | 7589217.1734 | 7.5263 | 382989.0947 | 376649.8915 | 291.027 | 6048.1761 | 1.4% | 0 | 4% | 1.4% | 0.32764 | 0.2149 | 1.3777 | 5828.4986 | 7.3973 | 153.7325 | 5012.5088 | 27.518 | 20 | 3.14% | 84% | 6.9% | 1200 | 17.1 | 113443 | 6619 | 0.55 | 0.75 | 0.86 | 3.72 | 1.08 | 0.00106 | 63.7174 | 63.7174 | 63.7174 | 63.7174 | 63.7174 | 63.6511 | 63.6511 | 63.6511 | 63.6511 | 63.6511 | 63.6399 | 63.6399 | 63.6399 | 63.6399 | 63.6399 | 63.6363 | 63.6363 | 63.6363 | 63.6363 | 63.6363 | 0 | 0 | 0 | 0 | 0 | 0 | 376649.8915 | 376649.8915 | 376649.8915 | 376649.8915 | 376649.8915 | 376257.8879 | 376257.8879 | 376257.8879 | 376257.8879 | 376257.8879 | 376191.5676 | 376191.5676 | 376191.5676 | 376191.5676 | 376191.5676 | 376170.3003 | 376170.3003 | 376170.3003 | 376170.3003 | 376170.3003 | 0 | 0 | 0 | 0 | 0 | 0 | 382989.0947 | 382548.3007 | 382107.5067 | 381666.7128 | 381225.9188 | 380393.1212 | 379952.3272 | 379511.5332 | 379070.7392 | 378629.9453 | 378122.831 | 378122.831 | 378122.831 | 378122.831 | 378122.831 | 378101.5637 | 378101.5637 | 378101.5637 | 378101.5637 | 378101.5637 | 0 | 0 | 0 | 0 | 0 | 0
| 1200 | Boiler | Kerosene | 9839241.5042 | 9902816.1198 | 9.8392 | 501134.3295 | 494723.9713 | 291.027 | 6119.3312 | 0% | 0.22206 | 4% | 1.4% | 0.32764 | 0.2149 | 1.3777 | 5897.0692 | 7.3973 | 155.5411 | 5012.5088 | 27.518 | 20 | 3.14% | 84% | 6.9% | 1200 | 17.1 | 113443 | 6619 | 0.55 | 0.75 | 0.85 | 3.72 | 1.08 | 0.00106 | 83.8932 | 83.8932 | 83.8932 | 83.8932 | 83.8932 | 83.3423 | 83.3423 | 83.3423 | 83.3423 | 83.3423 | 83.2462 | 83.2462 | 83.2462 | 83.2462 | 83.2462 | 83.2178 | 83.2178 | 83.2178 | 83.2178 | 83.2178 | 0 | 0 | 0 | 0 | 0 | 0 | 494723.9713 | 494723.9713 | 494723.9713 | 494723.9713 | 494723.9713 | 491475.1315 | 491475.1315 | 491475.1315 | 491475.1315 | 491475.1315 | 490908.3542 | 490908.3542 | 490908.3542 | 490908.3542 | 490908.3542 | 490740.8439 | 490740.8439 | 490740.8439 | 490740.8439 | 490740.8439 | 0 | 0 | 0 | 0 | 0 | 0 | 501134.3295 | 500688.5878 | 500242.8461 | 499797.1044 | 499351.3627 | 495656.7811 | 495211.0394 | 494765.2977 | 494319.556 | 493873.8143 | 492861.2952 | 492861.2952 | 492861.2952 | 492861.2952 | 492861.2952 | 492693.7849 | 492693.7849 | 492693.7849 | 492693.7849 | 492693.7849 | 0 | 0 | 0 | 0 | 0 | 0
| 1200 | Furnace | Oil | 10174527.048 | 10240321.9695 | 10.1745 | 518128.852 | 511494.6158 | 291.027 | 6343.2091 | 0% | 0.2149 | 4% | 1.4% | 0.32764 | 0.2149 | 1.3777 | 6112.8156 | 7.3973 | 161.2316 | 5012.5088 | 27.518 | 20 | 3.14% | 84% | 6.9% | 1200 | 17.1 | 113443 | 6619 | 0.55 | 0.75 | 0.82 | 3.72 | 1.08 | 0.00106 | 83.6758 | 83.6758 | 83.6758 | 83.6758 | 83.6758 | 83.1407 | 83.1407 | 83.1407 | 83.1407 | 83.1407 | 83.0516 | 83.0516 | 83.0516 | 83.0516 | 83.0516 | 83.0236 | 83.0236 | 83.0236 | 83.0236 | 83.0236 | 0 | 0 | 0 | 0 | 0 | 0 | 511494.6158 | 511494.6158 | 511494.6158 | 511494.6158 | 511494.6158 | 508223.6528 | 508223.6528 | 508223.6528 | 508223.6528 | 508223.6528 | 507678.9852 | 507678.9852 | 507678.9852 | 507678.9852 | 507678.9852 | 507508.1558 | 507508.1558 | 507508.1558 | 507508.1558 | 507508.1558 | 0 | 0 | 0 | 0 | 0 | 0 | 518128.852 | 517667.543 | 517206.234 | 516744.925 | 516283.616 | 512551.3441 | 512090.0351 | 511628.7261 | 511167.4172 | 510706.1082 | 509700.1316 | 509700.1316 | 509700.1316 | 509700.1316 | 509700.1316 | 509529.3022 | 509529.3022 | 509529.3022 | 509529.3022 | 509529.3022 | 0 | 0 | 0 | 0 | 0 | 0
| 1200 | Furnace | Propane | 8197126.633 | 8257329.673 | 8.1971 | 417679.9808 | 411609.5855 | 291.027 | 5779.3683 | 0% | 0.32764 | 4% | 1.4% | 0.32764 | 0.2149 | 1.3777 | 5569.4542 | 7.3973 | 146.8999 | 5012.5088 | 27.518 | 20 | 3.14% | 84% | 6.9% | 1200 | 17.1 | 113443 | 6619 | 0.55 | 0.75 | 0.9 | 3.72 | 1.08 | 0.00106 | 73.9048 | 73.9048 | 73.9048 | 73.9048 | 73.9048 | 73.5345 | 73.5345 | 73.5345 | 73.5345 | 73.5345 | 73.4701 | 73.4701 | 73.4701 | 73.4701 | 73.4701 | 73.4507 | 73.4507 | 73.4507 | 73.4507 | 73.4507 | 0 | 0 | 0 | 0 | 0 | 0 | 411609.5855 | 411609.5855 | 411609.5855 | 411609.5855 | 411609.5855 | 409547.0307 | 409547.0307 | 409547.0307 | 409547.0307 | 409547.0307 | 409188.121 | 409188.121 | 409188.121 | 409188.121 | 409188.121 | 409080.5894 | 409080.5894 | 409080.5894 | 409080.5894 | 409080.5894 | 0 | 0 | 0 | 0 | 0 | 0 | 417679.9808 | 417257.8783 | 416835.7758 | 416413.6732 | 415991.5707 | 413506.9134 | 413084.8108 | 412662.7083 | 412240.6058 | 411818.5032 | 411037.4911 | 411037.4911 | 411037.4911 | 411037.4911 | 411037.4911 | 410929.9595 | 410929.9595 | 410929.9595 | 410929.9595 | 410929.9595 | 0 | 0 | 0 | 0 | 0 | 0
| 1200 | Furnace | Natural Gas | 6885807.9609 | 6943571.9889 | 6.8858 | 350419.0464 | 344594.5816 | 291.027 | 5533.4378 | 1.4% | 0 | 4% | 1.4% | 0.32764 | 0.2149 | 1.3777 | 5332.4562 | 7.3973 | 140.6489 | 5012.5088 | 27.518 | 20 | 3.14% | 84% | 6.9% | 1200 | 17.1 | 113443 | 6619 | 0.55 | 0.75 | 0.94 | 3.72 | 1.08 | 0.00106 | 63.7174 | 63.7174 | 63.7174 | 63.7174 | 63.7174 | 63.6511 | 63.6511 | 63.6511 | 63.6511 | 63.6511 | 63.6399 | 63.6399 | 63.6399 | 63.6399 | 63.6399 | 63.6363 | 63.6363 | 63.6363 | 63.6363 | 63.6363 | 0 | 0 | 0 | 0 | 0 | 0 | 344594.5816 | 344594.5816 | 344594.5816 | 344594.5816 | 344594.5816 | 344235.94 | 344235.94 | 344235.94 | 344235.94 | 344235.94 | 344175.2639 | 344175.2639 | 344175.2639 | 344175.2639 | 344175.2639 | 344155.8067 | 344155.8067 | 344155.8067 | 344155.8067 | 344155.8067 | 0 | 0 | 0 | 0 | 0 | 0 | 350419.0464 | 350014.0445 | 349609.0427 | 349204.0408 | 348799.039 | 348035.3955 | 347630.3937 | 347225.3918 | 346820.39 | 346415.3881 | 345949.7103 | 345949.7103 | 345949.7103 | 345949.7103 | 345949.7103 | 345930.253 | 345930.253 | 345930.253 | 345930.253 | 345930.253 | 0 | 0 | 0 | 0 | 0 | 0
| 1200 | Furnace | Kerosene | 10199213.7543 | 10265008.6758 | 10.1992 | 519457.865 | 512823.6288 | 291.027 | 6343.2091 | 0% | 0.22206 | 4% | 1.4% | 0.32764 | 0.2149 | 1.3777 | 6112.8156 | 7.3973 | 161.2316 | 5012.5088 | 27.518 | 20 | 3.14% | 84% | 6.9% | 1200 | 17.1 | 113443 | 6619 | 0.55 | 0.75 | 0.82 | 3.72 | 1.08 | 0.00106 | 83.8932 | 83.8932 | 83.8932 | 83.8932 | 83.8932 | 83.3423 | 83.3423 | 83.3423 | 83.3423 | 83.3423 | 83.2462 | 83.2462 | 83.2462 | 83.2462 | 83.2462 | 83.2178 | 83.2178 | 83.2178 | 83.2178 | 83.2178 | 0 | 0 | 0 | 0 | 0 | 0 | 512823.6288 | 512823.6288 | 512823.6288 | 512823.6288 | 512823.6288 | 509455.929 | 509455.929 | 509455.929 | 509455.929 | 509455.929 | 508868.4159 | 508868.4159 | 508868.4159 | 508868.4159 | 508868.4159 | 508694.7772 | 508694.7772 | 508694.7772 | 508694.7772 | 508694.7772 | 0 | 0 | 0 | 0 | 0 | 0 | 519457.865 | 518996.556 | 518535.247 | 518073.9381 | 517612.6291 | 513783.6203 | 513322.3113 | 512861.0023 | 512399.6933 | 511938.3843 | 510889.5623 | 510889.5623 | 510889.5623 | 510889.5623 | 510889.5623 | 510715.9236 | 510715.9236 | 510715.9236 | 510715.9236 | 510715.9236 | 0 | 0 | 0 | 0 | 0 | 0
| 1200 | Heat Pump | Electricity | 596268.064 | 614881.4861 | 0.59627 | 61999.7548 | 60122.9255 | 291.027 | 1585.8023 | 4% | 0 | 4% | 1.4% | 0.32764 | 0.2149 | 1.3777 | 1528.2039 | 7.3973 | 40.3079 | 5012.5088 | 27.518 | 20 | 3.14% | 84% | 6.9% | 1200 | 17.1 | 113443 | 6619 | 0.55 | 0.75 | 3.28 | 3.72 | 1.08 | 0.00106 | 37.7685 | 35.1423 | 32.5161 | 29.8899 | 27.2636 | 24.6374 | 22.0112 | 19.385 | 16.7588 | 14.1326 | 11.5063 | 11.5063 | 11.5063 | 11.5063 | 11.5063 | 11.5063 | 11.5063 | 11.5063 | 11.5063 | 11.5063 | 0 | 0 | 0 | 0 | 0 | 0 | 60122.9255 | 55942.3017 | 51761.6779 | 47581.0542 | 43400.4304 | 39219.8067 | 35039.1829 | 30858.5591 | 26677.9354 | 22497.3116 | 18316.6879 | 18316.6879 | 18316.6879 | 18316.6879 | 18316.6879 | 18316.6879 | 18316.6879 | 18316.6879 | 18316.6879 | 18316.6879 | 0 | 0 | 0 | 0 | 0 | 0 | 61999.7548 | 57688.6265 | 53377.4981 | 49066.3698 | 44755.2414 | 40444.1131 | 36132.9847 | 31821.8564 | 27510.728 | 23199.5997 | 18888.4714 | 18888.4714 | 18888.4714 | 18888.4714 | 18888.4714 | 18888.4714 | 18888.4714 | 18888.4714 | 18888.4714 | 18888.4714 | 0 | 0 | 0 | 0 | 0 | 0
| 1200 | Baseboard | Electricity | 1955759.2499 | 2010230.6115 | 1.9558 | 202695.6541 | 197203.1955 | 291.027 | 5201.4315 | 4% | 0 | 4% | 1.4% | 0.32764 | 0.2149 | 1.3777 | 5012.5088 | 7.3973 | 132.2099 | 5012.5088 | 27.518 | 20 | 3.14% | 84% | 6.9% | 1200 | 17.1 | 113443 | 6619 | 0.55 | 0.75 | 1 | 3.72 | 1.08 | 0.00106 | 37.7685 | 35.1423 | 32.5161 | 29.8899 | 27.2636 | 24.6374 | 22.0112 | 19.385 | 16.7588 | 14.1326 | 11.5063 | 11.5063 | 11.5063 | 11.5063 | 11.5063 | 11.5063 | 11.5063 | 11.5063 | 11.5063 | 11.5063 | 0 | 0 | 0 | 0 | 0 | 0 | 197203.1955 | 183490.7496 | 169778.3037 | 156065.8577 | 142353.4118 | 128640.9659 | 114928.5199 | 101216.074 | 87503.628 | 73791.1821 | 60078.7362 | 60078.7362 | 60078.7362 | 60078.7362 | 60078.7362 | 60078.7362 | 60078.7362 | 60078.7362 | 60078.7362 | 60078.7362 | 0 | 0 | 0 | 0 | 0 | 0 | 202695.6541 | 188601.2922 | 174506.9303 | 160412.5685 | 146318.2066 | 132223.8448 | 118129.4829 | 104035.121 | 89940.7592 | 75846.3973 | 61752.0355 | 61752.0355 | 61752.0355 | 61752.0355 | 61752.0355 | 61752.0355 | 61752.0355 | 61752.0355 | 61752.0355 | 61752.0355 | 0 | 0 | 0 | 0 | 0 | 0
| 1200 | Pellet Stove | Wood Pellets | 3892625.9985 | 3969205.2627 | 3.8926 | 213983.0078 | 206261.3644 | 291.027 | 7430.6164 | 0% | 1.9568 | 4% | 1.4% | 0.32764 | 0.2149 | 1.3777 | 7160.7269 | 7.3973 | 188.8713 | 5012.5088 | 27.518 | 20 | 3.14% | 84% | 6.9% | 1200 | 17.1 | 113443 | 6619 | 0.55 | 0.75 | 0.7 | 3.72 | 1.08 | 0.00106 | 28.8045 | 28.8045 | 28.8045 | 28.8045 | 28.8045 | 26.8895 | 26.8895 | 26.8895 | 26.8895 | 26.8895 | 26.5658 | 26.5658 | 26.5658 | 26.5658 | 26.5658 | 26.4617 | 26.4617 | 26.4617 | 26.4617 | 26.4617 | 0 | 0 | 0 | 0 | 0 | 0 | 206261.3644 | 206261.3644 | 206261.3644 | 206261.3644 | 206261.3644 | 192548.3114 | 192548.3114 | 192548.3114 | 192548.3114 | 192548.3114 | 190230.3523 | 190230.3523 | 190230.3523 | 190230.3523 | 190230.3523 | 189485.1716 | 189485.1716 | 189485.1716 | 189485.1716 | 189485.1716 | 0 | 0 | 0 | 0 | 0 | 0 | 213983.0078 | 213446.0864 | 212909.165 | 212372.2436 | 211835.3222 | 197585.3478 | 197048.4264 | 196511.505 | 195974.5836 | 195437.6621 | 192582.7817 | 192582.7817 | 192582.7817 | 192582.7817 | 192582.7817 | 191837.6009 | 191837.6009 | 191837.6009 | 191837.6009 | 191837.6009 | 0 | 0 | 0 | 0 | 0 | 0
| 1200 | Unknown | Unknown, non-commercial | 8111030.6103 | 8173876.0342 | 8.111 | 416629.5824 | 410292.7501 | 291.027 | 6045.8053 | 0% | 0 | 4% | 1.4% | 0.32764 | 0.2149 | 1.3777 | blended | 7.3973 | 153.6722 | 5012.5088 | 27.518 | 20 | 3.14% | 84% | 6.9% | 1200 | 17.1 | 113443 | 6619 | 0.55 | 0.75 | blended | 3.72 | 1.08 | 0.00106 | blended | blended | blended | blended | blended | blended | blended | blended | blended | blended | blended | blended | blended | blended | blended | blended | blended | blended | blended | blended | blended | blended | blended | blended | blended | blended | 410292.7501 | 409857.4344 | 409422.1186 | 408986.8029 | 408551.4871 | 406266.9433 | 405831.6275 | 405396.3118 | 404960.996 | 404525.6803 | 403740.4799 | 403740.4799 | 403740.4799 | 403740.4799 | 403740.4799 | 403647.2118 | 403647.2118 | 403647.2118 | 403647.2118 | 403647.2118 | 0 | 0 | 0 | 0 | 0 | 0 | 416629.5824 | 415753.6376 | 414877.6927 | 414001.7478 | 413125.803 | 410400.63 | 409524.6851 | 408648.7402 | 407772.7954 | 406896.8505 | 405671.021 | 405671.021 | 405671.021 | 405671.021 | 405671.021 | 405577.7529 | 405577.7529 | 405577.7529 | 405577.7529 | 405577.7529 | 0 | 0 | 0 | 0 | 0 | 0
>1600 | 2000 | Boiler | Oil | 16359043.489 | 16465001.1817 | 16.359 | 833087.0381 | 822403.1077 | 485.0451 | 10198.8853 | 0% | 0.2149 | 4% | 1.4% | 0.32764 | 0.2149 | 1.3777 | 9828.4486 | 12.3289 | 259.2352 | 8354.1813 | 45.8634 | 20 | 3.14% | 84% | 6.9% | 2000 | 17.1 | 113443 | 6619 | 0.55 | 0.75 | 0.85 | 3.72 | 1.08 | 0.00106 | 83.6758 | 83.6758 | 83.6758 | 83.6758 | 83.6758 | 83.1407 | 83.1407 | 83.1407 | 83.1407 | 83.1407 | 83.0516 | 83.0516 | 83.0516 | 83.0516 | 83.0516 | 83.0236 | 83.0236 | 83.0236 | 83.0236 | 83.0236 | 0 | 0 | 0 | 0 | 0 | 0 | 822403.1077 | 822403.1077 | 822403.1077 | 822403.1077 | 822403.1077 | 817143.9124 | 817143.9124 | 817143.9124 | 817143.9124 | 817143.9124 | 816268.1722 | 816268.1722 | 816268.1722 | 816268.1722 | 816268.1722 | 815993.5054 | 815993.5054 | 815993.5054 | 815993.5054 | 815993.5054 | 0 | 0 | 0 | 0 | 0 | 0 | 833087.0381 | 832344.1352 | 831601.2324 | 830858.3295 | 830115.4266 | 824113.3285 | 823370.4256 | 822627.5227 | 821884.6199 | 821141.717 | 819523.074 | 819523.074 | 819523.074 | 819523.074 | 819523.074 | 819248.4072 | 819248.4072 | 819248.4072 | 819248.4072 | 819248.4072 | 0 | 0 | 0 | 0 | 0 | 0
| 2000 | Boiler | Propane | 13661877.7216 | 13762216.1217 | 13.6619 | 696133.3014 | 686015.9758 | 485.0451 | 9632.2805 | 0% | 0.32764 | 4% | 1.4% | 0.32764 | 0.2149 | 1.3777 | 9282.4237 | 12.3289 | 244.8332 | 8354.1813 | 45.8634 | 20 | 3.14% | 84% | 6.9% | 2000 | 17.1 | 113443 | 6619 | 0.55 | 0.75 | 0.9 | 3.72 | 1.08 | 0.00106 | 73.9048 | 73.9048 | 73.9048 | 73.9048 | 73.9048 | 73.5345 | 73.5345 | 73.5345 | 73.5345 | 73.5345 | 73.4701 | 73.4701 | 73.4701 | 73.4701 | 73.4701 | 73.4507 | 73.4507 | 73.4507 | 73.4507 | 73.4507 | 0 | 0 | 0 | 0 | 0 | 0 | 686015.9758 | 686015.9758 | 686015.9758 | 686015.9758 | 686015.9758 | 682578.3844 | 682578.3844 | 682578.3844 | 682578.3844 | 682578.3844 | 681980.2017 | 681980.2017 | 681980.2017 | 681980.2017 | 681980.2017 | 681800.9824 | 681800.9824 | 681800.9824 | 681800.9824 | 681800.9824 | 0 | 0 | 0 | 0 | 0 | 0 | 696133.3014 | 695429.7971 | 694726.2929 | 694022.7887 | 693319.2845 | 689178.1889 | 688474.6847 | 687771.1805 | 687067.6763 | 686364.172 | 685062.4851 | 685062.4851 | 685062.4851 | 685062.4851 | 685062.4851 | 684883.2658 | 684883.2658 | 684883.2658 | 684883.2658 | 684883.2658 | 0 | 0 | 0 | 0 | 0 | 0
| 2000 | Boiler | Natural Gas | 12543913.7272 | 12648695.2889 | 12.5439 | 638315.1578 | 627749.8192 | 485.0451 | 10080.2936 | 1.4% | 0 | 4% | 1.4% | 0.32764 | 0.2149 | 1.3777 | 9714.1644 | 12.3289 | 256.2208 | 8354.1813 | 45.8634 | 20 | 3.14% | 84% | 6.9% | 2000 | 17.1 | 113443 | 6619 | 0.55 | 0.75 | 0.86 | 3.72 | 1.08 | 0.00106 | 63.7174 | 63.7174 | 63.7174 | 63.7174 | 63.7174 | 63.6511 | 63.6511 | 63.6511 | 63.6511 | 63.6511 | 63.6399 | 63.6399 | 63.6399 | 63.6399 | 63.6399 | 63.6363 | 63.6363 | 63.6363 | 63.6363 | 63.6363 | 0 | 0 | 0 | 0 | 0 | 0 | 627749.8192 | 627749.8192 | 627749.8192 | 627749.8192 | 627749.8192 | 627096.4798 | 627096.4798 | 627096.4798 | 627096.4798 | 627096.4798 | 626985.9459 | 626985.9459 | 626985.9459 | 626985.9459 | 626985.9459 | 626950.5005 | 626950.5005 | 626950.5005 | 626950.5005 | 626950.5005 | 0 | 0 | 0 | 0 | 0 | 0 | 638315.1578 | 637580.5012 | 636845.8446 | 636111.188 | 635376.5313 | 633988.5353 | 633253.8787 | 632519.222 | 631784.5654 | 631049.9088 | 630204.7183 | 630204.7183 | 630204.7183 | 630204.7183 | 630204.7183 | 630169.2729 | 630169.2729 | 630169.2729 | 630169.2729 | 630169.2729 | 0 | 0 | 0 | 0 | 0 | 0
| 2000 | Boiler | Kerosene | 16398735.8403 | 16504693.533 | 16.3987 | 835223.8826 | 824539.9522 | 485.0451 | 10198.8853 | 0% | 0.22206 | 4% | 1.4% | 0.32764 | 0.2149 | 1.3777 | 9828.4486 | 12.3289 | 259.2352 | 8354.1813 | 45.8634 | 20 | 3.14% | 84% | 6.9% | 2000 | 17.1 | 113443 | 6619 | 0.55 | 0.75 | 0.85 | 3.72 | 1.08 | 0.00106 | 83.8932 | 83.8932 | 83.8932 | 83.8932 | 83.8932 | 83.3423 | 83.3423 | 83.3423 | 83.3423 | 83.3423 | 83.2462 | 83.2462 | 83.2462 | 83.2462 | 83.2462 | 83.2178 | 83.2178 | 83.2178 | 83.2178 | 83.2178 | 0 | 0 | 0 | 0 | 0 | 0 | 824539.9522 | 824539.9522 | 824539.9522 | 824539.9522 | 824539.9522 | 819125.2191 | 819125.2191 | 819125.2191 | 819125.2191 | 819125.2191 | 818180.5903 | 818180.5903 | 818180.5903 | 818180.5903 | 818180.5903 | 817901.4064 | 817901.4064 | 817901.4064 | 817901.4064 | 817901.4064 | 0 | 0 | 0 | 0 | 0 | 0 | 835223.8826 | 834480.9797 | 833738.0768 | 832995.174 | 832252.2711 | 826094.6352 | 825351.7323 | 824608.8295 | 823865.9266 | 823123.0238 | 821435.492 | 821435.492 | 821435.492 | 821435.492 | 821435.492 | 821156.3082 | 821156.3082 | 821156.3082 | 821156.3082 | 821156.3082 | 0 | 0 | 0 | 0 | 0 | 0
| 2000 | Furnace | Oil | 16957545.0801 | 17067203.2825 | 16.9575 | 863548.0866 | 852491.0263 | 485.0451 | 10572.0152 | 0% | 0.2149 | 4% | 1.4% | 0.32764 | 0.2149 | 1.3777 | 10188.026 | 12.3289 | 268.7194 | 8354.1813 | 45.8634 | 20 | 3.14% | 84% | 6.9% | 2000 | 17.1 | 113443 | 6619 | 0.55 | 0.75 | 0.82 | 3.72 | 1.08 | 0.00106 | 83.6758 | 83.6758 | 83.6758 | 83.6758 | 83.6758 | 83.1407 | 83.1407 | 83.1407 | 83.1407 | 83.1407 | 83.0516 | 83.0516 | 83.0516 | 83.0516 | 83.0516 | 83.0236 | 83.0236 | 83.0236 | 83.0236 | 83.0236 | 0 | 0 | 0 | 0 | 0 | 0 | 852491.0263 | 852491.0263 | 852491.0263 | 852491.0263 | 852491.0263 | 847039.4214 | 847039.4214 | 847039.4214 | 847039.4214 | 847039.4214 | 846131.642 | 846131.642 | 846131.642 | 846131.642 | 846131.642 | 845846.9264 | 845846.9264 | 845846.9264 | 845846.9264 | 845846.9264 | 0 | 0 | 0 | 0 | 0 | 0 | 863548.0866 | 862779.2383 | 862010.39 | 861241.5417 | 860472.6934 | 854252.2402 | 853483.3919 | 852714.5436 | 851945.6953 | 851176.847 | 849500.2193 | 849500.2193 | 849500.2193 | 849500.2193 | 849500.2193 | 849215.5037 | 849215.5037 | 849215.5037 | 849215.5037 | 849215.5037 | 0 | 0 | 0 | 0 | 0 | 0
| 2000 | Furnace | Propane | 13661877.7216 | 13762216.1217 | 13.6619 | 696133.3014 | 686015.9758 | 485.0451 | 9632.2805 | 0% | 0.32764 | 4% | 1.4% | 0.32764 | 0.2149 | 1.3777 | 9282.4237 | 12.3289 | 244.8332 | 8354.1813 | 45.8634 | 20 | 3.14% | 84% | 6.9% | 2000 | 17.1 | 113443 | 6619 | 0.55 | 0.75 | 0.9 | 3.72 | 1.08 | 0.00106 | 73.9048 | 73.9048 | 73.9048 | 73.9048 | 73.9048 | 73.5345 | 73.5345 | 73.5345 | 73.5345 | 73.5345 | 73.4701 | 73.4701 | 73.4701 | 73.4701 | 73.4701 | 73.4507 | 73.4507 | 73.4507 | 73.4507 | 73.4507 | 0 | 0 | 0 | 0 | 0 | 0 | 686015.9758 | 686015.9758 | 686015.9758 | 686015.9758 | 686015.9758 | 682578.3844 | 682578.3844 | 682578.3844 | 682578.3844 | 682578.3844 | 681980.2017 | 681980.2017 | 681980.2017 | 681980.2017 | 681980.2017 | 681800.9824 | 681800.9824 | 681800.9824 | 681800.9824 | 681800.9824 | 0 | 0 | 0 | 0 | 0 | 0 | 696133.3014 | 695429.7971 | 694726.2929 | 694022.7887 | 693319.2845 | 689178.1889 | 688474.6847 | 687771.1805 | 687067.6763 | 686364.172 | 685062.4851 | 685062.4851 | 685062.4851 | 685062.4851 | 685062.4851 | 684883.2658 | 684883.2658 | 684883.2658 | 684883.2658 | 684883.2658 | 0 | 0 | 0 | 0 | 0 | 0
| 2000 | Furnace | Natural Gas | 11476346.6015 | 11572619.9814 | 11.4763 | 584031.744 | 574324.3027 | 485.0451 | 9222.3963 | 1.4% | 0 | 4% | 1.4% | 0.32764 | 0.2149 | 1.3777 | 8887.427 | 12.3289 | 234.4148 | 8354.1813 | 45.8634 | 20 | 3.14% | 84% | 6.9% | 2000 | 17.1 | 113443 | 6619 | 0.55 | 0.75 | 0.94 | 3.72 | 1.08 | 0.00106 | 63.7174 | 63.7174 | 63.7174 | 63.7174 | 63.7174 | 63.6511 | 63.6511 | 63.6511 | 63.6511 | 63.6511 | 63.6399 | 63.6399 | 63.6399 | 63.6399 | 63.6399 | 63.6363 | 63.6363 | 63.6363 | 63.6363 | 63.6363 | 0 | 0 | 0 | 0 | 0 | 0 | 574324.3027 | 574324.3027 | 574324.3027 | 574324.3027 | 574324.3027 | 573726.5666 | 573726.5666 | 573726.5666 | 573726.5666 | 573726.5666 | 573625.4399 | 573625.4399 | 573625.4399 | 573625.4399 | 573625.4399 | 573593.0111 | 573593.0111 | 573593.0111 | 573593.0111 | 573593.0111 | 0 | 0 | 0 | 0 | 0 | 0 | 584031.744 | 583356.7409 | 582681.7378 | 582006.7347 | 581331.7317 | 580058.9925 | 579383.9895 | 578708.9864 | 578033.9833 | 577358.9802 | 576582.8504 | 576582.8504 | 576582.8504 | 576582.8504 | 576582.8504 | 576550.4217 | 576550.4217 | 576550.4217 | 576550.4217 | 576550.4217 | 0 | 0 | 0 | 0 | 0 | 0
| 2000 | Furnace | Kerosene | 16998689.5906 | 17108347.793 | 16.9987 | 865763.1083 | 854706.048 | 485.0451 | 10572.0152 | 0% | 0.22206 | 4% | 1.4% | 0.32764 | 0.2149 | 1.3777 | 10188.026 | 12.3289 | 268.7194 | 8354.1813 | 45.8634 | 20 | 3.14% | 84% | 6.9% | 2000 | 17.1 | 113443 | 6619 | 0.55 | 0.75 | 0.82 | 3.72 | 1.08 | 0.00106 | 83.8932 | 83.8932 | 83.8932 | 83.8932 | 83.8932 | 83.3423 | 83.3423 | 83.3423 | 83.3423 | 83.3423 | 83.2462 | 83.2462 | 83.2462 | 83.2462 | 83.2462 | 83.2178 | 83.2178 | 83.2178 | 83.2178 | 83.2178 | 0 | 0 | 0 | 0 | 0 | 0 | 854706.048 | 854706.048 | 854706.048 | 854706.048 | 854706.048 | 849093.215 | 849093.215 | 849093.215 | 849093.215 | 849093.215 | 848114.0265 | 848114.0265 | 848114.0265 | 848114.0265 | 848114.0265 | 847824.6286 | 847824.6286 | 847824.6286 | 847824.6286 | 847824.6286 | 0 | 0 | 0 | 0 | 0 | 0 | 865763.1083 | 864994.26 | 864225.4117 | 863456.5634 | 862687.7151 | 856306.0338 | 855537.1855 | 854768.3372 | 853999.4889 | 853230.6406 | 851482.6038 | 851482.6038 | 851482.6038 | 851482.6038 | 851482.6038 | 851193.2059 | 851193.2059 | 851193.2059 | 851193.2059 | 851193.2059 | 0 | 0 | 0 | 0 | 0 | 0
| 2000 | Heat Pump | Electricity | 993780.1067 | 1024802.4768 | 0.99378 | 103332.9247 | 100204.8758 | 485.0451 | 2643.0038 | 4% | 0 | 4% | 1.4% | 0.32764 | 0.2149 | 1.3777 | 2547.0065 | 12.3289 | 67.1798 | 8354.1813 | 45.8634 | 20 | 3.14% | 84% | 6.9% | 2000 | 17.1 | 113443 | 6619 | 0.55 | 0.75 | 3.28 | 3.72 | 1.08 | 0.00106 | 37.7685 | 35.1423 | 32.5161 | 29.8899 | 27.2636 | 24.6374 | 22.0112 | 19.385 | 16.7588 | 14.1326 | 11.5063 | 11.5063 | 11.5063 | 11.5063 | 11.5063 | 11.5063 | 11.5063 | 11.5063 | 11.5063 | 11.5063 | 0 | 0 | 0 | 0 | 0 | 0 | 100204.8758 | 93237.1695 | 86269.4632 | 79301.757 | 72334.0507 | 65366.3444 | 58398.6382 | 51430.9319 | 44463.2256 | 37495.5194 | 30527.8131 | 30527.8131 | 30527.8131 | 30527.8131 | 30527.8131 | 30527.8131 | 30527.8131 | 30527.8131 | 30527.8131 | 30527.8131 | 0 | 0 | 0 | 0 | 0 | 0 | 103332.9247 | 96147.7108 | 88962.4968 | 81777.2829 | 74592.069 | 67406.8551 | 60221.6412 | 53036.4273 | 45851.2134 | 38665.9995 | 31480.7856 | 31480.7856 | 31480.7856 | 31480.7856 | 31480.7856 | 31480.7856 | 31480.7856 | 31480.7856 | 31480.7856 | 31480.7856 | 0 | 0 | 0 | 0 | 0 | 0
| 2000 | Baseboard | Electricity | 3259598.7499 | 3350384.3526 | 3.2596 | 337826.0901 | 328671.9926 | 485.0451 | 8669.0525 | 4% | 0 | 4% | 1.4% | 0.32764 | 0.2149 | 1.3777 | 8354.1813 | 12.3289 | 220.3499 | 8354.1813 | 45.8634 | 20 | 3.14% | 84% | 6.9% | 2000 | 17.1 | 113443 | 6619 | 0.55 | 0.75 | 1 | 3.72 | 1.08 | 0.00106 | 37.7685 | 35.1423 | 32.5161 | 29.8899 | 27.2636 | 24.6374 | 22.0112 | 19.385 | 16.7588 | 14.1326 | 11.5063 | 11.5063 | 11.5063 | 11.5063 | 11.5063 | 11.5063 | 11.5063 | 11.5063 | 11.5063 | 11.5063 | 0 | 0 | 0 | 0 | 0 | 0 | 328671.9926 | 305817.916 | 282963.8394 | 260109.7629 | 237255.6863 | 214401.6098 | 191547.5332 | 168693.4566 | 145839.3801 | 122985.3035 | 100131.227 | 100131.227 | 100131.227 | 100131.227 | 100131.227 | 100131.227 | 100131.227 | 100131.227 | 100131.227 | 100131.227 | 0 | 0 | 0 | 0 | 0 | 0 | 337826.0901 | 314335.487 | 290844.8839 | 267354.2808 | 243863.6777 | 220373.0746 | 196882.4715 | 173391.8684 | 149901.2653 | 126410.6622 | 102920.0591 | 102920.0591 | 102920.0591 | 102920.0591 | 102920.0591 | 102920.0591 | 102920.0591 | 102920.0591 | 102920.0591 | 102920.0591 | 0 | 0 | 0 | 0 | 0 | 0
| 2000 | Pellet Stove | Wood Pellets | 6487709.9975 | 6615342.1044 | 6.4877 | 356638.3464 | 343768.9407 | 485.0451 | 12384.3607 | 0% | 1.9568 | 4% | 1.4% | 0.32764 | 0.2149 | 1.3777 | 11934.5448 | 12.3289 | 314.7856 | 8354.1813 | 45.8634 | 20 | 3.14% | 84% | 6.9% | 2000 | 17.1 | 113443 | 6619 | 0.55 | 0.75 | 0.7 | 3.72 | 1.08 | 0.00106 | 28.8045 | 28.8045 | 28.8045 | 28.8045 | 28.8045 | 26.8895 | 26.8895 | 26.8895 | 26.8895 | 26.8895 | 26.5658 | 26.5658 | 26.5658 | 26.5658 | 26.5658 | 26.4617 | 26.4617 | 26.4617 | 26.4617 | 26.4617 | 0 | 0 | 0 | 0 | 0 | 0 | 343768.9407 | 343768.9407 | 343768.9407 | 343768.9407 | 343768.9407 | 320913.8523 | 320913.8523 | 320913.8523 | 320913.8523 | 320913.8523 | 317050.5872 | 317050.5872 | 317050.5872 | 317050.5872 | 317050.5872 | 315808.6193 | 315808.6193 | 315808.6193 | 315808.6193 | 315808.6193 | 0 | 0 | 0 | 0 | 0 | 0 | 356638.3464 | 355743.4774 | 354848.6084 | 353953.7393 | 353058.8703 | 329308.913 | 328414.044 | 327519.175 | 326624.3059 | 325729.4369 | 320971.3028 | 320971.3028 | 320971.3028 | 320971.3028 | 320971.3028 | 319729.3348 | 319729.3348 | 319729.3348 | 319729.3348 | 319729.3348 | 0 | 0 | 0 | 0 | 0 | 0
| 2000 | Unknown | Unknown, non-commercial | 13518384.3506 | 13623126.7237 | 13.5184 | 694382.6374 | 683821.2502 | 485.0451 | 10076.3421 | 0% | 0 | 4% | 1.4% | 0.32764 | 0.2149 | 1.3777 | blended | 12.3289 | 256.1204 | 8354.1813 | 45.8634 | 20 | 3.14% | 84% | 6.9% | 2000 | 17.1 | 113443 | 6619 | 0.55 | 0.75 | blended | 3.72 | 1.08 | 0.00106 | blended | blended | blended | blended | blended | blended | blended | blended | blended | blended | blended | blended | blended | blended | blended | blended | blended | blended | blended | blended | blended | blended | blended | blended | blended | blended | 683821.2502 | 683095.7239 | 682370.1977 | 681644.6715 | 680919.1452 | 677111.5721 | 676386.0458 | 675660.5196 | 674934.9934 | 674209.4671 | 672900.7999 | 672900.7999 | 672900.7999 | 672900.7999 | 672900.7999 | 672745.3529 | 672745.3529 | 672745.3529 | 672745.3529 | 672745.3529 | 0 | 0 | 0 | 0 | 0 | 0 | 694382.6374 | 692922.7293 | 691462.8212 | 690002.9131 | 688543.0049 | 684001.0499 | 682541.1418 | 681081.2337 | 679621.3256 | 678161.4175 | 676118.3684 | 676118.3684 | 676118.3684 | 676118.3684 | 676118.3684 | 675962.9215 | 675962.9215 | 675962.9215 | 675962.9215 | 675962.9215 | 0 | 0 | 0 | 0 | 0 | 0
Table 71. Residential Deemed Heating System Efficiencies
[23 empty] | System Type | Fuel | Heating Efficiency (ηheat)
[23 empty] | Boiler | Oil | 0.85
[24 empty] | Propane | 0.9
[24 empty] | Natural gas | 0.86
[24 empty] | Kerosene | 0.85
[23 empty] | Furnace | Oil | 0.82
[24 empty] | Propane | 0.9
[24 empty] | Natural gas | 0.94
[24 empty] | Kerosene | 0.82
[23 empty] | Heat Pump | Electric | 3.28
[23 empty] | Baseboard | Electric | 1
[23 empty] | Other | Pellet stove | 0.7
[24 empty] | Newer EPA woodstove | 0.6
[24 empty] | Catalytic woodstove | 0.5
[24 empty] | Non-catalytic woodstove | 0.4
[24 empty] | Outdoor wood boiler | 0.25
[24 empty] | Open hearth fireplace | 0.1
[24 empty] | Propane stove | 0.65
Table 72. Vermont Primary Heating Fuel Mix and Average Heating Efficiency, Residential Buildings
[23 empty] | Heating Fuel | Building Type |  |  | Average Heating Efficiency (ηave,fuel)
[24 empty] | Single Family | Multifamily | Unknown
[23 empty] | Oil | 45% | 5% | 41% | 0.84
[23 empty] | Propane (LP) | 17% | 5% | 16% | 0.83
[23 empty] | Natural Gas (NG) | 23% | 66% | 27% | 0.85
[23 empty] | Electricity | 6% | 23% | 8% | 2.52
[23 empty] | Wood | 8% | 1% | 7% | 0.53
[23 empty] | Central Cooling? | %Cool
[23 empty] | Yes | 100%
[23 empty] | No | 0%
[23 empty] | Unknown, Single Family | 7%
[23 empty] | Unknown, Multifamily | 6%
[23 empty] | Unknown, Building Type Unknown | 6.9%
[23 empty] | Fossil Fuel Furnace or Boiler? | %Fossil
[23 empty] | Yes | 100%
[23 empty] | No | 0%
[23 empty] | Unknown, Single Family | 85%
[23 empty] | Unknown, Multifamily | 76%
[23 empty] | Unknown, Building Type Unknown | 84%

## RE_ENVE_INSU
Characterization: | RE_ENVE_INSU
Residential Building Shell Insulation
Assumptions:
▪ Central A/C presence is unknown/not collected
▪ Heating efficiencies per Table 74
▪ Building type (single family or multifamily) is unknown/not collected
helper row
| R-Value of Insulation Alone | [6 empty] | 2025 First Year Savings |  |  |  | Affected Fuel Adders |  | Mixed Baseline Scenario Adders | [23 empty] | Affected Fuel Lifecycle Carbon Intensity - With Adder (gCO2e/MJ) | [25 empty] | Lifetime CO2e Reductions per SF, Thermal [g/ft2] | [25 empty] | Lifetime CO2e Reductions per SF, Total [g/ft2]
Assembly Type | Baseline | Proposed | System Type | Fuel | Lifetime CO2e Reductions per SF, Thermal [g/ft2] | Lifetime CO2e Reductions per SF, Total [g/ft2] | Lifetime Credits Per SF | ΔCO2e | ΔCO2eheat | ΔCO2ecool | ΔCO2efan | TDL | CI' | TDLelec | TDLng | CI' prop | CI' oil | CI' wood | ΔEheat [MJ] | ΔEcool [MJ] | ΔEfan [MJ] | ΔEhl [MJ] | ΔEcl [MJ] | Measure Life | Fe | %Fossil | %Cool | Rpre | Rpost | Ains | HDH [°F hr] | CDH [°F hr] | Adjheat | Adjcool | ηheat | ηcool | MJ/BTU | 2025 | 2026 | 2027 | 2028 | 2029 | 2030 | 2031 | 2032 | 2033 | 2034 | 2035 | 2036 | 2037 | 2038 | 2039 | 2040 | 2041 | 2042 | 2043 | 2044 | 2045 | 2046 | 2047 | 2048 | 2049 | 2050 | 2025 | 2026 | 2027 | 2028 | 2029 | 2030 | 2031 | 2032 | 2033 | 2034 | 2035 | 2036 | 2037 | 2038 | 2039 | 2040 | 2041 | 2042 | 2043 | 2044 | 2045 | 2046 | 2047 | 2048 | 2049 | 2050 | 2025 | 2026 | 2027 | 2028 | 2029 | 2030 | 2031 | 2032 | 2033 | 2034 | 2035 | 2036 | 2037 | 2038 | 2039 | 2040 | 2041 | 2042 | 2043 | 2044 | 2045 | 2046 | 2047 | 2048 | 2049 | 2050
Attic, Standard Wood Framing | None | R-49 | Boiler | Oil | 114627.1796 | 115300.5135 | 0.11463 | 4492.9945 | 4435.667 | 2.3193 | 55.0081 | 0% | 0.2149 | 4% | 1.4% | 0.32764 | 0.2149 | 1.3777 | 53.0102 | 0.058952 | 1.3982 | 45.0586 | 0.2193 | 30 | 3.14% | 84% | 6.9% | 1.6 | 47.6 | 1 | 127961.3 | 6619 | 0.55 | 0.75 | 0.85 | 3.72 | 0.00106 | 83.6758 | 83.6758 | 83.6758 | 83.6758 | 83.6758 | 83.1407 | 83.1407 | 83.1407 | 83.1407 | 83.1407 | 83.0516 | 83.0516 | 83.0516 | 83.0516 | 83.0516 | 83.0236 | 83.0236 | 83.0236 | 83.0236 | 83.0236 | 82.995 | 82.995 | 82.995 | 82.995 | 82.995 | 82.9287 | 4435.667 | 4435.667 | 4435.667 | 4435.667 | 4435.667 | 4407.3013 | 4407.3013 | 4407.3013 | 4407.3013 | 4407.3013 | 4402.578 | 4402.578 | 4402.578 | 4402.578 | 4402.578 | 4401.0966 | 4401.0966 | 4401.0966 | 4401.0966 | 4401.0966 | 4399.5803 | 4399.5803 | 4399.5803 | 4399.5803 | 4399.5803 | 4396.0633 | 4492.9945 | 4489.0082 | 4485.022 | 4481.0357 | 4477.0495 | 4444.6976 | 4440.7113 | 4436.7251 | 4432.7389 | 4428.7526 | 4420.043 | 4420.043 | 4420.043 | 4420.043 | 4420.043 | 4418.5616 | 4418.5616 | 4418.5616 | 4418.5616 | 4418.5616 | 4417.0453 | 4417.0453 | 4417.0453 | 4417.0453 | 4417.0453 | 4413.5283
| None | R-49 | Boiler | Propane | 95741.6233 | 96379.0632 | 0.095742 | 3754.3285 | 3700.0571 | 2.3193 | 51.9521 | 0% | 0.32764 | 4% | 1.4% | 0.32764 | 0.2149 | 1.3777 | 50.0652 | 0.058952 | 1.3205 | 45.0586 | 0.2193 | 30 | 3.14% | 84% | 6.9% | 1.6 | 47.6 | 1 | 127961.3 | 6619 | 0.55 | 0.75 | 0.9 | 3.72 | 0.00106 | 73.9048 | 73.9048 | 73.9048 | 73.9048 | 73.9048 | 73.5345 | 73.5345 | 73.5345 | 73.5345 | 73.5345 | 73.4701 | 73.4701 | 73.4701 | 73.4701 | 73.4701 | 73.4507 | 73.4507 | 73.4507 | 73.4507 | 73.4507 | 73.431 | 73.431 | 73.431 | 73.431 | 73.431 | 73.3848 | 3700.0571 | 3700.0571 | 3700.0571 | 3700.0571 | 3700.0571 | 3681.5163 | 3681.5163 | 3681.5163 | 3681.5163 | 3681.5163 | 3678.29 | 3678.29 | 3678.29 | 3678.29 | 3678.29 | 3677.3233 | 3677.3233 | 3677.3233 | 3677.3233 | 3677.3233 | 3676.334 | 3676.334 | 3676.334 | 3676.334 | 3676.334 | 3674.0198 | 3754.3285 | 3750.5548 | 3746.781 | 3743.0073 | 3739.2335 | 3716.919 | 3713.1453 | 3709.3715 | 3705.5978 | 3701.824 | 3694.824 | 3694.824 | 3694.824 | 3694.824 | 3694.824 | 3693.8573 | 3693.8573 | 3693.8573 | 3693.8573 | 3693.8573 | 3692.868 | 3692.868 | 3692.868 | 3692.868 | 3692.868 | 3690.5538
| None | R-49 | Boiler | Natural Gas | 87943.5754 | 88609.3965 | 0.087944 | 3442.4838 | 3385.796 | 2.3193 | 54.3685 | 1.4% | 0 | 4% | 1.4% | 0.32764 | 0.2149 | 1.3777 | 52.3938 | 0.058952 | 1.3819 | 45.0586 | 0.2193 | 30 | 3.14% | 84% | 6.9% | 1.6 | 47.6 | 1 | 127961.3 | 6619 | 0.55 | 0.75 | 0.86 | 3.72 | 0.00106 | 63.7174 | 63.7174 | 63.7174 | 63.7174 | 63.7174 | 63.6511 | 63.6511 | 63.6511 | 63.6511 | 63.6511 | 63.6399 | 63.6399 | 63.6399 | 63.6399 | 63.6399 | 63.6363 | 63.6363 | 63.6363 | 63.6363 | 63.6363 | 63.6326 | 63.6326 | 63.6326 | 63.6326 | 63.6326 | 63.6268 | 3385.796 | 3385.796 | 3385.796 | 3385.796 | 3385.796 | 3382.2722 | 3382.2722 | 3382.2722 | 3382.2722 | 3382.2722 | 3381.6761 | 3381.6761 | 3381.6761 | 3381.6761 | 3381.6761 | 3381.4849 | 3381.4849 | 3381.4849 | 3381.4849 | 3381.4849 | 3381.2892 | 3381.2892 | 3381.2892 | 3381.2892 | 3381.2892 | 3380.9833 | 3442.4838 | 3438.5421 | 3434.6003 | 3430.6585 | 3426.7168 | 3419.2512 | 3415.3094 | 3411.3677 | 3407.4259 | 3403.4841 | 3398.9462 | 3398.9462 | 3398.9462 | 3398.9462 | 3398.9462 | 3398.755 | 3398.755 | 3398.755 | 3398.755 | 3398.755 | 3398.5594 | 3398.5594 | 3398.5594 | 3398.5594 | 3398.5594 | 3398.2535
| None | R-49 | Boiler | Kerosene | 114902.4221 | 115575.756 | 0.1149 | 4504.5196 | 4447.1922 | 2.3193 | 55.0081 | 0% | 0.22206 | 4% | 1.4% | 0.32764 | 0.2149 | 1.3777 | 53.0102 | 0.058952 | 1.3982 | 45.0586 | 0.2193 | 30 | 3.14% | 84% | 6.9% | 1.6 | 47.6 | 1 | 127961.3 | 6619 | 0.55 | 0.75 | 0.85 | 3.72 | 0.00106 | 83.8932 | 83.8932 | 83.8932 | 83.8932 | 83.8932 | 83.3423 | 83.3423 | 83.3423 | 83.3423 | 83.3423 | 83.2462 | 83.2462 | 83.2462 | 83.2462 | 83.2462 | 83.2178 | 83.2178 | 83.2178 | 83.2178 | 83.2178 | 83.1887 | 83.1887 | 83.1887 | 83.1887 | 83.1887 | 83.1142 | 4447.1922 | 4447.1922 | 4447.1922 | 4447.1922 | 4447.1922 | 4417.9876 | 4417.9876 | 4417.9876 | 4417.9876 | 4417.9876 | 4412.8927 | 4412.8927 | 4412.8927 | 4412.8927 | 4412.8927 | 4411.3869 | 4411.3869 | 4411.3869 | 4411.3869 | 4411.3869 | 4409.8457 | 4409.8457 | 4409.8457 | 4409.8457 | 4409.8457 | 4405.8963 | 4504.5196 | 4500.5334 | 4496.5472 | 4492.5609 | 4488.5747 | 4455.3838 | 4451.3976 | 4447.4114 | 4443.4251 | 4439.4389 | 4430.3577 | 4430.3577 | 4430.3577 | 4430.3577 | 4430.3577 | 4428.8519 | 4428.8519 | 4428.8519 | 4428.8519 | 4428.8519 | 4427.3107 | 4427.3107 | 4427.3107 | 4427.3107 | 4427.3107 | 4423.3613
| None | R-49 | Furnace | Oil | 118820.8569 | 119517.8283 | 0.11882 | 4657.2875 | 4597.9475 | 2.3193 | 57.0206 | 0% | 0.2149 | 4% | 1.4% | 0.32764 | 0.2149 | 1.3777 | 54.9496 | 0.058952 | 1.4493 | 45.0586 | 0.2193 | 30 | 3.14% | 84% | 6.9% | 1.6 | 47.6 | 1 | 127961.3 | 6619 | 0.55 | 0.75 | 0.82 | 3.72 | 0.00106 | 83.6758 | 83.6758 | 83.6758 | 83.6758 | 83.6758 | 83.1407 | 83.1407 | 83.1407 | 83.1407 | 83.1407 | 83.0516 | 83.0516 | 83.0516 | 83.0516 | 83.0516 | 83.0236 | 83.0236 | 83.0236 | 83.0236 | 83.0236 | 82.995 | 82.995 | 82.995 | 82.995 | 82.995 | 82.9287 | 4597.9475 | 4597.9475 | 4597.9475 | 4597.9475 | 4597.9475 | 4568.5441 | 4568.5441 | 4568.5441 | 4568.5441 | 4568.5441 | 4563.6479 | 4563.6479 | 4563.6479 | 4563.6479 | 4563.6479 | 4562.1123 | 4562.1123 | 4562.1123 | 4562.1123 | 4562.1123 | 4560.5406 | 4560.5406 | 4560.5406 | 4560.5406 | 4560.5406 | 4556.8948 | 4657.2875 | 4653.1613 | 4649.0351 | 4644.9089 | 4640.7828 | 4607.2531 | 4603.1269 | 4599.0007 | 4594.8746 | 4590.7484 | 4581.7261 | 4581.7261 | 4581.7261 | 4581.7261 | 4581.7261 | 4580.1904 | 4580.1904 | 4580.1904 | 4580.1904 | 4580.1904 | 4578.6187 | 4578.6187 | 4578.6187 | 4578.6187 | 4578.6187 | 4574.973
| None | R-49 | Furnace | Propane | 95741.6233 | 96379.0632 | 0.095742 | 3754.3285 | 3700.0571 | 2.3193 | 51.9521 | 0% | 0.32764 | 4% | 1.4% | 0.32764 | 0.2149 | 1.3777 | 50.0652 | 0.058952 | 1.3205 | 45.0586 | 0.2193 | 30 | 3.14% | 84% | 6.9% | 1.6 | 47.6 | 1 | 127961.3 | 6619 | 0.55 | 0.75 | 0.9 | 3.72 | 0.00106 | 73.9048 | 73.9048 | 73.9048 | 73.9048 | 73.9048 | 73.5345 | 73.5345 | 73.5345 | 73.5345 | 73.5345 | 73.4701 | 73.4701 | 73.4701 | 73.4701 | 73.4701 | 73.4507 | 73.4507 | 73.4507 | 73.4507 | 73.4507 | 73.431 | 73.431 | 73.431 | 73.431 | 73.431 | 73.3848 | 3700.0571 | 3700.0571 | 3700.0571 | 3700.0571 | 3700.0571 | 3681.5163 | 3681.5163 | 3681.5163 | 3681.5163 | 3681.5163 | 3678.29 | 3678.29 | 3678.29 | 3678.29 | 3678.29 | 3677.3233 | 3677.3233 | 3677.3233 | 3677.3233 | 3677.3233 | 3676.334 | 3676.334 | 3676.334 | 3676.334 | 3676.334 | 3674.0198 | 3754.3285 | 3750.5548 | 3746.781 | 3743.0073 | 3739.2335 | 3716.919 | 3713.1453 | 3709.3715 | 3705.5978 | 3701.824 | 3694.824 | 3694.824 | 3694.824 | 3694.824 | 3694.824 | 3693.8573 | 3693.8573 | 3693.8573 | 3693.8573 | 3693.8573 | 3692.868 | 3692.868 | 3692.868 | 3692.868 | 3692.868 | 3690.5538
| None | R-49 | Furnace | Natural Gas | 80459.0157 | 81070.4897 | 0.080459 | 3149.7039 | 3097.6432 | 2.3193 | 49.7414 | 1.4% | 0 | 4% | 1.4% | 0.32764 | 0.2149 | 1.3777 | 47.9347 | 0.058952 | 1.2643 | 45.0586 | 0.2193 | 30 | 3.14% | 84% | 6.9% | 1.6 | 47.6 | 1 | 127961.3 | 6619 | 0.55 | 0.75 | 0.94 | 3.72 | 0.00106 | 63.7174 | 63.7174 | 63.7174 | 63.7174 | 63.7174 | 63.6511 | 63.6511 | 63.6511 | 63.6511 | 63.6511 | 63.6399 | 63.6399 | 63.6399 | 63.6399 | 63.6399 | 63.6363 | 63.6363 | 63.6363 | 63.6363 | 63.6363 | 63.6326 | 63.6326 | 63.6326 | 63.6326 | 63.6326 | 63.6268 | 3097.6432 | 3097.6432 | 3097.6432 | 3097.6432 | 3097.6432 | 3094.4193 | 3094.4193 | 3094.4193 | 3094.4193 | 3094.4193 | 3093.8738 | 3093.8738 | 3093.8738 | 3093.8738 | 3093.8738 | 3093.6989 | 3093.6989 | 3093.6989 | 3093.6989 | 3093.6989 | 3093.5199 | 3093.5199 | 3093.5199 | 3093.5199 | 3093.5199 | 3093.2401 | 3149.7039 | 3146.0839 | 3142.4638 | 3138.8438 | 3135.2238 | 3128.3799 | 3124.7598 | 3121.1398 | 3117.5198 | 3113.8998 | 3109.7343 | 3109.7343 | 3109.7343 | 3109.7343 | 3109.7343 | 3109.5594 | 3109.5594 | 3109.5594 | 3109.5594 | 3109.5594 | 3109.3804 | 3109.3804 | 3109.3804 | 3109.3804 | 3109.3804 | 3109.1006
| None | R-49 | Furnace | Kerosene | 119106.1692 | 119803.1407 | 0.11911 | 4669.2343 | 4609.8944 | 2.3193 | 57.0206 | 0% | 0.22206 | 4% | 1.4% | 0.32764 | 0.2149 | 1.3777 | 54.9496 | 0.058952 | 1.4493 | 45.0586 | 0.2193 | 30 | 3.14% | 84% | 6.9% | 1.6 | 47.6 | 1 | 127961.3 | 6619 | 0.55 | 0.75 | 0.82 | 3.72 | 0.00106 | 83.8932 | 83.8932 | 83.8932 | 83.8932 | 83.8932 | 83.3423 | 83.3423 | 83.3423 | 83.3423 | 83.3423 | 83.2462 | 83.2462 | 83.2462 | 83.2462 | 83.2462 | 83.2178 | 83.2178 | 83.2178 | 83.2178 | 83.2178 | 83.1887 | 83.1887 | 83.1887 | 83.1887 | 83.1887 | 83.1142 | 4609.8944 | 4609.8944 | 4609.8944 | 4609.8944 | 4609.8944 | 4579.6213 | 4579.6213 | 4579.6213 | 4579.6213 | 4579.6213 | 4574.34 | 4574.34 | 4574.34 | 4574.34 | 4574.34 | 4572.7791 | 4572.7791 | 4572.7791 | 4572.7791 | 4572.7791 | 4571.1815 | 4571.1815 | 4571.1815 | 4571.1815 | 4571.1815 | 4567.0876 | 4669.2343 | 4665.1081 | 4660.9819 | 4656.8557 | 4652.7296 | 4618.3303 | 4614.2042 | 4610.078 | 4605.9518 | 4601.8256 | 4592.4181 | 4592.4181 | 4592.4181 | 4592.4181 | 4592.4181 | 4590.8573 | 4590.8573 | 4590.8573 | 4590.8573 | 4590.8573 | 4589.2597 | 4589.2597 | 4589.2597 | 4589.2597 | 4589.2597 | 4585.1657
| None | R-49 | Heat Pump | Electricity | 6347.9149 | 6542.5885 | 0.0063479 | 557.0338 | 540.4594 | 2.3193 | 14.2552 | 4% | 0 | 4% | 1.4% | 0.32764 | 0.2149 | 1.3777 | 13.7374 | 0.058952 | 0.36234 | 45.0586 | 0.2193 | 30 | 3.14% | 84% | 6.9% | 1.6 | 47.6 | 1 | 127961.3 | 6619 | 0.55 | 0.75 | 3.28 | 3.72 | 0.00106 | 37.7685 | 35.1423 | 32.5161 | 29.8899 | 27.2636 | 24.6374 | 22.0112 | 19.385 | 16.7588 | 14.1326 | 11.5063 | 11.5063 | 11.5063 | 11.5063 | 11.5063 | 11.5063 | 11.5063 | 11.5063 | 11.5063 | 11.5063 | 11.5063 | 11.5063 | 11.5063 | 11.5063 | 11.5063 | 11.5063 | 540.4594 | 502.8787 | 465.2981 | 427.7175 | 390.1369 | 352.5562 | 314.9756 | 277.395 | 239.8143 | 202.2337 | 164.6531 | 164.6531 | 164.6531 | 164.6531 | 164.6531 | 164.6531 | 164.6531 | 164.6531 | 164.6531 | 164.6531 | 164.6531 | 164.6531 | 164.6531 | 164.6531 | 164.6531 | 164.6531 | 557.0338 | 518.3007 | 479.5676 | 440.8344 | 402.1013 | 363.3682 | 324.6351 | 285.9019 | 247.1688 | 208.4357 | 169.7026 | 169.7026 | 169.7026 | 169.7026 | 169.7026 | 169.7026 | 169.7026 | 169.7026 | 169.7026 | 169.7026 | 169.7026 | 169.7026 | 169.7026 | 169.7026 | 169.7026 | 169.7026
| None | R-49 | Baseboard | Electricity | 20821.1609 | 21397.5809 | 0.020821 | 1821.7829 | 1772.7067 | 2.3193 | 46.7569 | 4% | 0 | 4% | 1.4% | 0.32764 | 0.2149 | 1.3777 | 45.0586 | 0.058952 | 1.1885 | 45.0586 | 0.2193 | 30 | 3.14% | 84% | 6.9% | 1.6 | 47.6 | 1 | 127961.3 | 6619 | 0.55 | 0.75 | 1 | 3.72 | 0.00106 | 37.7685 | 35.1423 | 32.5161 | 29.8899 | 27.2636 | 24.6374 | 22.0112 | 19.385 | 16.7588 | 14.1326 | 11.5063 | 11.5063 | 11.5063 | 11.5063 | 11.5063 | 11.5063 | 11.5063 | 11.5063 | 11.5063 | 11.5063 | 11.5063 | 11.5063 | 11.5063 | 11.5063 | 11.5063 | 11.5063 | 1772.7067 | 1649.4423 | 1526.1778 | 1402.9134 | 1279.6489 | 1156.3844 | 1033.12 | 909.8555 | 786.5911 | 663.3266 | 540.0621 | 540.0621 | 540.0621 | 540.0621 | 540.0621 | 540.0621 | 540.0621 | 540.0621 | 540.0621 | 540.0621 | 540.0621 | 540.0621 | 540.0621 | 540.0621 | 540.0621 | 540.0621 | 1821.7829 | 1695.106 | 1568.429 | 1441.7521 | 1315.0751 | 1188.3982 | 1061.7212 | 935.0443 | 808.3673 | 681.6904 | 555.0134 | 555.0134 | 555.0134 | 555.0134 | 555.0134 | 555.0134 | 555.0134 | 555.0134 | 555.0134 | 555.0134 | 555.0134 | 555.0134 | 555.0134 | 555.0134 | 555.0134 | 555.0134
| None | R-49 | Pellet Stove | Wood Pellets | 45160.0611 | 45971.8434 | 0.04516 | 1923.2477 | 1854.1328 | 2.3193 | 66.7956 | 0% | 1.9568 | 4% | 1.4% | 0.32764 | 0.2149 | 1.3777 | 64.3695 | 0.058952 | 1.6978 | 45.0586 | 0.2193 | 30 | 3.14% | 84% | 6.9% | 1.6 | 47.6 | 1 | 127961.3 | 6619 | 0.55 | 0.75 | 0.7 | 3.72 | 0.00106 | 28.8045 | 28.8045 | 28.8045 | 28.8045 | 28.8045 | 26.8895 | 26.8895 | 26.8895 | 26.8895 | 26.8895 | 26.5658 | 26.5658 | 26.5658 | 26.5658 | 26.5658 | 26.4617 | 26.4617 | 26.4617 | 26.4617 | 26.4617 | 26.3552 | 26.3552 | 26.3552 | 26.3552 | 26.3552 | 26.1919 | 1854.1328 | 1854.1328 | 1854.1328 | 1854.1328 | 1854.1328 | 1730.8629 | 1730.8629 | 1730.8629 | 1730.8629 | 1730.8629 | 1710.0262 | 1710.0262 | 1710.0262 | 1710.0262 | 1710.0262 | 1703.3276 | 1703.3276 | 1703.3276 | 1703.3276 | 1703.3276 | 1696.4714 | 1696.4714 | 1696.4714 | 1696.4714 | 1696.4714 | 1685.9569 | 1923.2477 | 1918.4418 | 1913.6359 | 1908.83 | 1904.0242 | 1775.9484 | 1771.1425 | 1766.3366 | 1761.5307 | 1756.7249 | 1731.0823 | 1731.0823 | 1731.0823 | 1731.0823 | 1731.0823 | 1724.3837 | 1724.3837 | 1724.3837 | 1724.3837 | 1724.3837 | 1717.5276 | 1717.5276 | 1717.5276 | 1717.5276 | 1717.5276 | 1707.0131
| None | R-49 | Unknown | Unknown, non-commercial | 94675.1692 | 95340.74 | 0.094675 | 3744.8862 | 3688.2197 | 2.3193 | 54.3472 | 0% | 0 | 4% | 1.4% | 0.32764 | 0.2149 | 1.3777 | blended | 0.058952 | 1.3814 | 45.0586 | 0.2193 | 30 | 3.14% | 84% | 6.9% | 1.6 | 47.6 | 1 | 127961.3 | 6619 | 0.55 | 0.75 | blended | 3.72 | 0.00106 | blended | blended | blended | blended | blended | blended | blended | blended | blended | blended | blended | blended | blended | blended | blended | blended | blended | blended | blended | blended | 0 | 0 | 0 | 0 | 0 | 0 | 3688.2197 | 3684.3066 | 3680.3934 | 3676.4803 | 3672.5671 | 3652.0308 | 3648.1176 | 3644.2045 | 3640.2913 | 3636.3782 | 3629.3198 | 3629.3198 | 3629.3198 | 3629.3198 | 3629.3198 | 3628.4814 | 3628.4814 | 3628.4814 | 3628.4814 | 3628.4814 | 3627.6233 | 3627.6233 | 3627.6233 | 3627.6233 | 3627.6233 | 3625.0569 | 3744.8862 | 3737.0328 | 3729.1794 | 3721.3259 | 3713.4725 | 3688.9959 | 3681.1424 | 3673.289 | 3665.4356 | 3657.5821 | 3646.5835 | 3646.5835 | 3646.5835 | 3646.5835 | 3646.5835 | 3645.7451 | 3645.7451 | 3645.7451 | 3645.7451 | 3645.7451 | 3644.887 | 3644.887 | 3644.887 | 3644.887 | 3644.887 | 3642.3206
Exterior Wall, Standard Wood Framing | None | R-15 | Boiler | Oil | 45777.0379 | 46045.9378 | 0.045777 | 1794.3037 | 1771.4097 | 0.92622 | 21.9678 | 0% | 0.2149 | 4% | 1.4% | 0.32764 | 0.2149 | 1.3777 | 21.1699 | 0.023543 | 0.55838 | 17.9944 | 0.087579 | 30 | 3.14% | 84% | 6.9% | 3.4 | 18.9 | 1 | 127961.3 | 6619 | 0.55 | 0.75 | 0.85 | 3.72 | 0.00106 | 83.6758 | 83.6758 | 83.6758 | 83.6758 | 83.6758 | 83.1407 | 83.1407 | 83.1407 | 83.1407 | 83.1407 | 83.0516 | 83.0516 | 83.0516 | 83.0516 | 83.0516 | 83.0236 | 83.0236 | 83.0236 | 83.0236 | 83.0236 | 82.995 | 82.995 | 82.995 | 82.995 | 82.995 | 82.9287 | 1771.4097 | 1771.4097 | 1771.4097 | 1771.4097 | 1771.4097 | 1760.0817 | 1760.0817 | 1760.0817 | 1760.0817 | 1760.0817 | 1758.1954 | 1758.1954 | 1758.1954 | 1758.1954 | 1758.1954 | 1757.6038 | 1757.6038 | 1757.6038 | 1757.6038 | 1757.6038 | 1756.9983 | 1756.9983 | 1756.9983 | 1756.9983 | 1756.9983 | 1755.5937 | 1794.3037 | 1792.7118 | 1791.1199 | 1789.528 | 1787.936 | 1775.0161 | 1773.4242 | 1771.8322 | 1770.2403 | 1768.6484 | 1765.1702 | 1765.1702 | 1765.1702 | 1765.1702 | 1765.1702 | 1764.5785 | 1764.5785 | 1764.5785 | 1764.5785 | 1764.5785 | 1763.973 | 1763.973 | 1763.973 | 1763.973 | 1763.973 | 1762.5685
| None | R-15 | Boiler | Propane | 38234.98 | 38489.5454 | 0.038235 | 1499.3132 | 1477.6395 | 0.92622 | 20.7474 | 0% | 0.32764 | 4% | 1.4% | 0.32764 | 0.2149 | 1.3777 | 19.9938 | 0.023543 | 0.52736 | 17.9944 | 0.087579 | 30 | 3.14% | 84% | 6.9% | 3.4 | 18.9 | 1 | 127961.3 | 6619 | 0.55 | 0.75 | 0.9 | 3.72 | 0.00106 | 73.9048 | 73.9048 | 73.9048 | 73.9048 | 73.9048 | 73.5345 | 73.5345 | 73.5345 | 73.5345 | 73.5345 | 73.4701 | 73.4701 | 73.4701 | 73.4701 | 73.4701 | 73.4507 | 73.4507 | 73.4507 | 73.4507 | 73.4507 | 73.431 | 73.431 | 73.431 | 73.431 | 73.431 | 73.3848 | 1477.6395 | 1477.6395 | 1477.6395 | 1477.6395 | 1477.6395 | 1470.2352 | 1470.2352 | 1470.2352 | 1470.2352 | 1470.2352 | 1468.9467 | 1468.9467 | 1468.9467 | 1468.9467 | 1468.9467 | 1468.5607 | 1468.5607 | 1468.5607 | 1468.5607 | 1468.5607 | 1468.1656 | 1468.1656 | 1468.1656 | 1468.1656 | 1468.1656 | 1467.2414 | 1499.3132 | 1497.8061 | 1496.299 | 1494.792 | 1493.2849 | 1484.3735 | 1482.8664 | 1481.3593 | 1479.8523 | 1478.3452 | 1475.5497 | 1475.5497 | 1475.5497 | 1475.5497 | 1475.5497 | 1475.1636 | 1475.1636 | 1475.1636 | 1475.1636 | 1475.1636 | 1474.7685 | 1474.7685 | 1474.7685 | 1474.7685 | 1474.7685 | 1473.8444
| None | R-15 | Boiler | Natural Gas | 35120.7837 | 35386.6833 | 0.035121 | 1374.7762 | 1352.1375 | 0.92622 | 21.7124 | 1.4% | 0 | 4% | 1.4% | 0.32764 | 0.2149 | 1.3777 | 20.9238 | 0.023543 | 0.55189 | 17.9944 | 0.087579 | 30 | 3.14% | 84% | 6.9% | 3.4 | 18.9 | 1 | 127961.3 | 6619 | 0.55 | 0.75 | 0.86 | 3.72 | 0.00106 | 63.7174 | 63.7174 | 63.7174 | 63.7174 | 63.7174 | 63.6511 | 63.6511 | 63.6511 | 63.6511 | 63.6511 | 63.6399 | 63.6399 | 63.6399 | 63.6399 | 63.6399 | 63.6363 | 63.6363 | 63.6363 | 63.6363 | 63.6363 | 63.6326 | 63.6326 | 63.6326 | 63.6326 | 63.6326 | 63.6268 | 1352.1375 | 1352.1375 | 1352.1375 | 1352.1375 | 1352.1375 | 1350.7303 | 1350.7303 | 1350.7303 | 1350.7303 | 1350.7303 | 1350.4922 | 1350.4922 | 1350.4922 | 1350.4922 | 1350.4922 | 1350.4159 | 1350.4159 | 1350.4159 | 1350.4159 | 1350.4159 | 1350.3377 | 1350.3377 | 1350.3377 | 1350.3377 | 1350.3377 | 1350.2156 | 1374.7762 | 1373.202 | 1371.6278 | 1370.0537 | 1368.4795 | 1365.4981 | 1363.9239 | 1362.3497 | 1360.7756 | 1359.2014 | 1357.3891 | 1357.3891 | 1357.3891 | 1357.3891 | 1357.3891 | 1357.3128 | 1357.3128 | 1357.3128 | 1357.3128 | 1357.3128 | 1357.2347 | 1357.2347 | 1357.2347 | 1357.2347 | 1357.2347 | 1357.1125
| None | R-15 | Boiler | Kerosene | 45886.9576 | 46155.8575 | 0.045887 | 1798.9064 | 1776.0123 | 0.92622 | 21.9678 | 0% | 0.22206 | 4% | 1.4% | 0.32764 | 0.2149 | 1.3777 | 21.1699 | 0.023543 | 0.55838 | 17.9944 | 0.087579 | 30 | 3.14% | 84% | 6.9% | 3.4 | 18.9 | 1 | 127961.3 | 6619 | 0.55 | 0.75 | 0.85 | 3.72 | 0.00106 | 83.8932 | 83.8932 | 83.8932 | 83.8932 | 83.8932 | 83.3423 | 83.3423 | 83.3423 | 83.3423 | 83.3423 | 83.2462 | 83.2462 | 83.2462 | 83.2462 | 83.2462 | 83.2178 | 83.2178 | 83.2178 | 83.2178 | 83.2178 | 83.1887 | 83.1887 | 83.1887 | 83.1887 | 83.1887 | 83.1142 | 1776.0123 | 1776.0123 | 1776.0123 | 1776.0123 | 1776.0123 | 1764.3493 | 1764.3493 | 1764.3493 | 1764.3493 | 1764.3493 | 1762.3146 | 1762.3146 | 1762.3146 | 1762.3146 | 1762.3146 | 1761.7133 | 1761.7133 | 1761.7133 | 1761.7133 | 1761.7133 | 1761.0978 | 1761.0978 | 1761.0978 | 1761.0978 | 1761.0978 | 1759.5206 | 1798.9064 | 1797.3145 | 1795.7225 | 1794.1306 | 1792.5387 | 1779.2837 | 1777.6918 | 1776.0999 | 1774.5079 | 1772.916 | 1769.2894 | 1769.2894 | 1769.2894 | 1769.2894 | 1769.2894 | 1768.6881 | 1768.6881 | 1768.6881 | 1768.6881 | 1768.6881 | 1768.0726 | 1768.0726 | 1768.0726 | 1768.0726 | 1768.0726 | 1766.4953
| None | R-15 | Furnace | Oil | 47451.8076 | 47730.1472 | 0.047452 | 1859.9151 | 1836.2174 | 0.92622 | 22.7715 | 0% | 0.2149 | 4% | 1.4% | 0.32764 | 0.2149 | 1.3777 | 21.9444 | 0.023543 | 0.57881 | 17.9944 | 0.087579 | 30 | 3.14% | 84% | 6.9% | 3.4 | 18.9 | 1 | 127961.3 | 6619 | 0.55 | 0.75 | 0.82 | 3.72 | 0.00106 | 83.6758 | 83.6758 | 83.6758 | 83.6758 | 83.6758 | 83.1407 | 83.1407 | 83.1407 | 83.1407 | 83.1407 | 83.0516 | 83.0516 | 83.0516 | 83.0516 | 83.0516 | 83.0236 | 83.0236 | 83.0236 | 83.0236 | 83.0236 | 82.995 | 82.995 | 82.995 | 82.995 | 82.995 | 82.9287 | 1836.2174 | 1836.2174 | 1836.2174 | 1836.2174 | 1836.2174 | 1824.4749 | 1824.4749 | 1824.4749 | 1824.4749 | 1824.4749 | 1822.5196 | 1822.5196 | 1822.5196 | 1822.5196 | 1822.5196 | 1821.9064 | 1821.9064 | 1821.9064 | 1821.9064 | 1821.9064 | 1821.2787 | 1821.2787 | 1821.2787 | 1821.2787 | 1821.2787 | 1819.8227 | 1859.9151 | 1858.2673 | 1856.6195 | 1854.9717 | 1853.3239 | 1839.9336 | 1838.2858 | 1836.638 | 1834.9902 | 1833.3424 | 1829.7392 | 1829.7392 | 1829.7392 | 1829.7392 | 1829.7392 | 1829.126 | 1829.126 | 1829.126 | 1829.126 | 1829.126 | 1828.4983 | 1828.4983 | 1828.4983 | 1828.4983 | 1828.4983 | 1827.0424
| None | R-15 | Furnace | Propane | 38234.98 | 38489.5454 | 0.038235 | 1499.3132 | 1477.6395 | 0.92622 | 20.7474 | 0% | 0.32764 | 4% | 1.4% | 0.32764 | 0.2149 | 1.3777 | 19.9938 | 0.023543 | 0.52736 | 17.9944 | 0.087579 | 30 | 3.14% | 84% | 6.9% | 3.4 | 18.9 | 1 | 127961.3 | 6619 | 0.55 | 0.75 | 0.9 | 3.72 | 0.00106 | 73.9048 | 73.9048 | 73.9048 | 73.9048 | 73.9048 | 73.5345 | 73.5345 | 73.5345 | 73.5345 | 73.5345 | 73.4701 | 73.4701 | 73.4701 | 73.4701 | 73.4701 | 73.4507 | 73.4507 | 73.4507 | 73.4507 | 73.4507 | 73.431 | 73.431 | 73.431 | 73.431 | 73.431 | 73.3848 | 1477.6395 | 1477.6395 | 1477.6395 | 1477.6395 | 1477.6395 | 1470.2352 | 1470.2352 | 1470.2352 | 1470.2352 | 1470.2352 | 1468.9467 | 1468.9467 | 1468.9467 | 1468.9467 | 1468.9467 | 1468.5607 | 1468.5607 | 1468.5607 | 1468.5607 | 1468.5607 | 1468.1656 | 1468.1656 | 1468.1656 | 1468.1656 | 1468.1656 | 1467.2414 | 1499.3132 | 1497.8061 | 1496.299 | 1494.792 | 1493.2849 | 1484.3735 | 1482.8664 | 1481.3593 | 1479.8523 | 1478.3452 | 1475.5497 | 1475.5497 | 1475.5497 | 1475.5497 | 1475.5497 | 1475.1636 | 1475.1636 | 1475.1636 | 1475.1636 | 1475.1636 | 1474.7685 | 1474.7685 | 1474.7685 | 1474.7685 | 1474.7685 | 1473.8444
| None | R-15 | Furnace | Natural Gas | 32131.7808 | 32375.9766 | 0.032132 | 1257.8528 | 1237.062 | 0.92622 | 19.8645 | 1.4% | 0 | 4% | 1.4% | 0.32764 | 0.2149 | 1.3777 | 19.143 | 0.023543 | 0.50492 | 17.9944 | 0.087579 | 30 | 3.14% | 84% | 6.9% | 3.4 | 18.9 | 1 | 127961.3 | 6619 | 0.55 | 0.75 | 0.94 | 3.72 | 0.00106 | 63.7174 | 63.7174 | 63.7174 | 63.7174 | 63.7174 | 63.6511 | 63.6511 | 63.6511 | 63.6511 | 63.6511 | 63.6399 | 63.6399 | 63.6399 | 63.6399 | 63.6399 | 63.6363 | 63.6363 | 63.6363 | 63.6363 | 63.6363 | 63.6326 | 63.6326 | 63.6326 | 63.6326 | 63.6326 | 63.6268 | 1237.062 | 1237.062 | 1237.062 | 1237.062 | 1237.062 | 1235.7745 | 1235.7745 | 1235.7745 | 1235.7745 | 1235.7745 | 1235.5567 | 1235.5567 | 1235.5567 | 1235.5567 | 1235.5567 | 1235.4869 | 1235.4869 | 1235.4869 | 1235.4869 | 1235.4869 | 1235.4154 | 1235.4154 | 1235.4154 | 1235.4154 | 1235.4154 | 1235.3036 | 1257.8528 | 1256.4071 | 1254.9614 | 1253.5157 | 1252.0701 | 1249.3369 | 1247.8912 | 1246.4455 | 1244.9999 | 1243.5542 | 1241.8907 | 1241.8907 | 1241.8907 | 1241.8907 | 1241.8907 | 1241.8208 | 1241.8208 | 1241.8208 | 1241.8208 | 1241.8208 | 1241.7493 | 1241.7493 | 1241.7493 | 1241.7493 | 1241.7493 | 1241.6376
| None | R-15 | Furnace | Kerosene | 47565.7487 | 47844.0884 | 0.047566 | 1864.6862 | 1840.9884 | 0.92622 | 22.7715 | 0% | 0.22206 | 4% | 1.4% | 0.32764 | 0.2149 | 1.3777 | 21.9444 | 0.023543 | 0.57881 | 17.9944 | 0.087579 | 30 | 3.14% | 84% | 6.9% | 3.4 | 18.9 | 1 | 127961.3 | 6619 | 0.55 | 0.75 | 0.82 | 3.72 | 0.00106 | 83.8932 | 83.8932 | 83.8932 | 83.8932 | 83.8932 | 83.3423 | 83.3423 | 83.3423 | 83.3423 | 83.3423 | 83.2462 | 83.2462 | 83.2462 | 83.2462 | 83.2462 | 83.2178 | 83.2178 | 83.2178 | 83.2178 | 83.2178 | 83.1887 | 83.1887 | 83.1887 | 83.1887 | 83.1887 | 83.1142 | 1840.9884 | 1840.9884 | 1840.9884 | 1840.9884 | 1840.9884 | 1828.8987 | 1828.8987 | 1828.8987 | 1828.8987 | 1828.8987 | 1826.7896 | 1826.7896 | 1826.7896 | 1826.7896 | 1826.7896 | 1826.1662 | 1826.1662 | 1826.1662 | 1826.1662 | 1826.1662 | 1825.5282 | 1825.5282 | 1825.5282 | 1825.5282 | 1825.5282 | 1823.8933 | 1864.6862 | 1863.0383 | 1861.3905 | 1859.7427 | 1858.0949 | 1844.3574 | 1842.7095 | 1841.0617 | 1839.4139 | 1837.7661 | 1834.0092 | 1834.0092 | 1834.0092 | 1834.0092 | 1834.0092 | 1833.3858 | 1833.3858 | 1833.3858 | 1833.3858 | 1833.3858 | 1832.7478 | 1832.7478 | 1832.7478 | 1832.7478 | 1832.7478 | 1831.1129
| None | R-15 | Heat Pump | Electricity | 2535.0771 | 2612.8212 | 0.0025351 | 222.4547 | 215.8356 | 0.92622 | 5.6929 | 4% | 0 | 4% | 1.4% | 0.32764 | 0.2149 | 1.3777 | 5.4861 | 0.023543 | 0.1447 | 17.9944 | 0.087579 | 30 | 3.14% | 84% | 6.9% | 3.4 | 18.9 | 1 | 127961.3 | 6619 | 0.55 | 0.75 | 3.28 | 3.72 | 0.00106 | 37.7685 | 35.1423 | 32.5161 | 29.8899 | 27.2636 | 24.6374 | 22.0112 | 19.385 | 16.7588 | 14.1326 | 11.5063 | 11.5063 | 11.5063 | 11.5063 | 11.5063 | 11.5063 | 11.5063 | 11.5063 | 11.5063 | 11.5063 | 11.5063 | 11.5063 | 11.5063 | 11.5063 | 11.5063 | 11.5063 | 215.8356 | 200.8276 | 185.8195 | 170.8115 | 155.8034 | 140.7954 | 125.7874 | 110.7793 | 95.7713 | 80.7632 | 65.7552 | 65.7552 | 65.7552 | 65.7552 | 65.7552 | 65.7552 | 65.7552 | 65.7552 | 65.7552 | 65.7552 | 65.7552 | 65.7552 | 65.7552 | 65.7552 | 65.7552 | 65.7552 | 222.4547 | 206.9864 | 191.5181 | 176.0498 | 160.5815 | 145.1132 | 129.6449 | 114.1766 | 98.7083 | 83.24 | 67.7717 | 67.7717 | 67.7717 | 67.7717 | 67.7717 | 67.7717 | 67.7717 | 67.7717 | 67.7717 | 67.7717 | 67.7717 | 67.7717 | 67.7717 | 67.7717 | 67.7717 | 67.7717
| None | R-15 | Baseboard | Electricity | 8315.053 | 8545.2497 | 0.0083151 | 727.5397 | 707.9409 | 0.92622 | 18.6726 | 4% | 0 | 4% | 1.4% | 0.32764 | 0.2149 | 1.3777 | 17.9944 | 0.023543 | 0.47462 | 17.9944 | 0.087579 | 30 | 3.14% | 84% | 6.9% | 3.4 | 18.9 | 1 | 127961.3 | 6619 | 0.55 | 0.75 | 1 | 3.72 | 0.00106 | 37.7685 | 35.1423 | 32.5161 | 29.8899 | 27.2636 | 24.6374 | 22.0112 | 19.385 | 16.7588 | 14.1326 | 11.5063 | 11.5063 | 11.5063 | 11.5063 | 11.5063 | 11.5063 | 11.5063 | 11.5063 | 11.5063 | 11.5063 | 11.5063 | 11.5063 | 11.5063 | 11.5063 | 11.5063 | 11.5063 | 707.9409 | 658.7145 | 609.4881 | 560.2617 | 511.0353 | 461.8089 | 412.5825 | 363.3561 | 314.1298 | 264.9034 | 215.677 | 215.677 | 215.677 | 215.677 | 215.677 | 215.677 | 215.677 | 215.677 | 215.677 | 215.677 | 215.677 | 215.677 | 215.677 | 215.677 | 215.677 | 215.677 | 727.5397 | 676.9505 | 626.3614 | 575.7722 | 525.183 | 474.5938 | 424.0046 | 373.4154 | 322.8262 | 272.2371 | 221.6479 | 221.6479 | 221.6479 | 221.6479 | 221.6479 | 221.6479 | 221.6479 | 221.6479 | 221.6479 | 221.6479 | 221.6479 | 221.6479 | 221.6479 | 221.6479 | 221.6479 | 221.6479
| None | R-15 | Pellet Stove | Wood Pellets | 18034.9358 | 18359.1259 | 0.018035 | 768.0603 | 740.4588 | 0.92622 | 26.6752 | 0% | 1.9568 | 4% | 1.4% | 0.32764 | 0.2149 | 1.3777 | 25.7063 | 0.023543 | 0.67803 | 17.9944 | 0.087579 | 30 | 3.14% | 84% | 6.9% | 3.4 | 18.9 | 1 | 127961.3 | 6619 | 0.55 | 0.75 | 0.7 | 3.72 | 0.00106 | 28.8045 | 28.8045 | 28.8045 | 28.8045 | 28.8045 | 26.8895 | 26.8895 | 26.8895 | 26.8895 | 26.8895 | 26.5658 | 26.5658 | 26.5658 | 26.5658 | 26.5658 | 26.4617 | 26.4617 | 26.4617 | 26.4617 | 26.4617 | 26.3552 | 26.3552 | 26.3552 | 26.3552 | 26.3552 | 26.1919 | 740.4588 | 740.4588 | 740.4588 | 740.4588 | 740.4588 | 691.2303 | 691.2303 | 691.2303 | 691.2303 | 691.2303 | 682.909 | 682.909 | 682.909 | 682.909 | 682.909 | 680.2339 | 680.2339 | 680.2339 | 680.2339 | 680.2339 | 677.4958 | 677.4958 | 677.4958 | 677.4958 | 677.4958 | 673.2968 | 768.0603 | 766.141 | 764.2217 | 762.3025 | 760.3832 | 709.2354 | 707.3162 | 705.3969 | 703.4777 | 701.5584 | 691.3179 | 691.3179 | 691.3179 | 691.3179 | 691.3179 | 688.6428 | 688.6428 | 688.6428 | 688.6428 | 688.6428 | 685.9047 | 685.9047 | 685.9047 | 685.9047 | 685.9047 | 681.7057
| None | R-15 | Unknown | Unknown, non-commercial | 37809.0853 | 38074.8849 | 0.037809 | 1495.5423 | 1472.9122 | 0.92622 | 21.7039 | 0% | 0 | 4% | 1.4% | 0.32764 | 0.2149 | 1.3777 | blended | 0.023543 | 0.55167 | 17.9944 | 0.087579 | 30 | 3.14% | 84% | 6.9% | 3.4 | 18.9 | 1 | 127961.3 | 6619 | 0.55 | 0.75 | blended | 3.72 | 0.00106 | blended | blended | blended | blended | blended | blended | blended | blended | blended | blended | blended | blended | blended | blended | blended | blended | blended | blended | blended | blended | 0 | 0 | 0 | 0 | 0 | 0 | 1472.9122 | 1471.3495 | 1469.7867 | 1468.224 | 1466.6613 | 1458.46 | 1456.8972 | 1455.3345 | 1453.7717 | 1452.209 | 1449.3902 | 1449.3902 | 1449.3902 | 1449.3902 | 1449.3902 | 1449.0554 | 1449.0554 | 1449.0554 | 1449.0554 | 1449.0554 | 1448.7127 | 1448.7127 | 1448.7127 | 1448.7127 | 1448.7127 | 1447.6878 | 1495.5423 | 1492.406 | 1489.2697 | 1486.1334 | 1482.9971 | 1473.2222 | 1470.0859 | 1466.9496 | 1463.8132 | 1460.6769 | 1456.2846 | 1456.2846 | 1456.2846 | 1456.2846 | 1456.2846 | 1455.9497 | 1455.9497 | 1455.9497 | 1455.9497 | 1455.9497 | 1455.607 | 1455.607 | 1455.607 | 1455.607 | 1455.607 | 1454.5821
Table 74. Residential Deemed Heating System Efficiencies
[24 empty] | System Type | Fuel | Heating Efficiency (ηheat)
[24 empty] | Boiler | Oil | 0.85
[25 empty] | Propane | 0.9
[25 empty] | Natural gas | 0.86
[25 empty] | Kerosene | 0.85
[24 empty] | Furnace | Oil | 0.82
[25 empty] | Propane | 0.9
[25 empty] | Natural gas | 0.94
[25 empty] | Kerosene | 0.82
[24 empty] | Heat Pump | Electric | 3.28
[24 empty] | Baseboard | Electric | 1
[24 empty] | Other | Pellet stove | 0.7
[25 empty] | Newer EPA woodstove | 0.6
[25 empty] | Catalytic woodstove | 0.5
[25 empty] | Non-catalytic woodstove | 0.4
[25 empty] | Outdoor wood boiler | 0.25
[25 empty] | Open hearth fireplace | 0.1
[25 empty] | Propane stove | 0.65
Table 72. Vermont Primary Heating Fuel Mix and Average Heating Efficiency, Residential Buildings
[24 empty] | Heating Fuel | Building Type |  |  | Average Heating Efficiency (ηave,fuel)
[25 empty] | Single Family | Multifamily | Unknown
[24 empty] | Oil | 45% | 5% | 41% | 0.84
[24 empty] | Propane (LP) | 17% | 5% | 16% | 0.83
[24 empty] | Natural Gas (NG) | 23% | 66% | 27% | 0.85
[24 empty] | Electricity | 6% | 23% | 8% | 2.52
[24 empty] | Wood | 8% | 1% | 7% | 0.53
[24 empty] | Central Cooling? | %Cool
[24 empty] | Yes | 100%
[24 empty] | No | 0%
[24 empty] | Unknown, Single Family | 7%
[24 empty] | Unknown, Multifamily | 6%
[24 empty] | Unknown, Building Type Unknown | 6.9%
[24 empty] | Fossil Fuel Furnace or Boiler? | %Fossil
[24 empty] | Yes | 100%
[24 empty] | No | 0%
[24 empty] | Unknown, Single Family | 85%
[24 empty] | Unknown, Multifamily | 76%
[24 empty] | Unknown, Building Type Unknown | 84%
Table 76. Residential Insulation: Assembly R-Factors for Attic Roofs with Wood Joists
[24 empty] | Rated R-Value of Insulation Alone | Overall R-Factor For Entire Assembly (Rpre, Rpost)
Wood-Framed Attic, Standard Framing
[24 empty] | None | R-1.6
[24 empty] | R-11 | R-11.0
[24 empty] | R-13 | R-12.3
[24 empty] | R-19 | R-18.9
[24 empty] | R-30 | R-29.4
[24 empty] | R-38 | R-37.0
[24 empty] | R-49 | R-47.6
[24 empty] | R-60 | R-58.8
Table 77. Residential Insulation: Assembly R-Factors for Wood-Frame Walls
[24 empty] | Framing Type and Spacing Width (Actual Depth) | Cavity Insulation R-Value: Rated | Overall R-Factor For Entire Base Assembly | Overall R-Factor for Assembly of Base Wall Plus Continuous Insulation (Uninterrupted by Framing) (Rpre, Rpost)
Rated R-Value of Continuous Insulation
[27 empty] | R-1 | R-2 | R-3 | R-4 | R-15
Wood Studs at 16 in. on Center
[24 empty] | 3.5 in. depth | None | R-3.4 | R-4.5 | R-5.5 | R-6.6 | R-7.6 | R-18.9
[25 empty] | R-11 | R-10.4 | R-11.5 | R-12.7 | R-13.7 | R-14.7 | R-26.3
[25 empty] | R-13 | R-11.2 | R-12.5 | R-13.5 | R-14.7 | R-15.9 | R-27.0
[25 empty] | R-15 | R-12.0 | R-13.3 | R-14.5 | R-15.6 | R-16.7 | R-28.6

## RE_DOHW_HPWH
Characterization: | RE_DOHW_HPWH
Residential Heat Pump Water Heater
Assumptions:
▪ Average baseline water heater efficiencies per Table 81
▪ Average space heating efficiencies per Table 82
▪ HPWH Cool Climate Efficiency (CCE) rating = 2.0
▪ Building type (single family or multifamily) is unknown/not collected
helper row
[6 empty] | 2025 First Year Savings | [5 empty] | Affected Fuel Adders |  | Mixed Baseline Scenario Adders | [9 empty] | Affected Baseline Fuel Lifecycle Carbon Intensity - With Adder (gCO2e/MJ) | [25 empty] | Affected Space Heating Fuel Lifecycle Carbon Intensity - With Adder (gCO2e/MJ) | [25 empty] | Lifetime CO2e Reductions, Thermal [g] | [25 empty] | Lifetime CO2e Reductions, Total [g]
Baseline Water Heating Fuel | Proposed Equipment | Space Heating Fuel | Lifetime CO2e Reductions, Thermal [g] | Lifetime CO2e Reductions, Total [g] | Lifetime Credits | ΔCO2e | ΔCO2ethermal | ΔCO2edirect | CO2ebase | CO2eHPWH | ΔCO2eheat | TDL | CI' | TDLelec | TDLng | CI' prop | CI' oil | CI' wood | ΔEhl [MJ] | Measure Life | CCEHPWH | Qload [MJ] | IF | 2025 | 2026 | 2027 | 2028 | 2029 | 2030 | 2031 | 2032 | 2033 | 2034 | 2035 | 2036 | 2037 | 2038 | 2039 | 2040 | 2041 | 2042 | 2043 | 2044 | 2045 | 2046 | 2047 | 2048 | 2049 | 2050 | 2025 | 2026 | 2027 | 2028 | 2029 | 2030 | 2031 | 2032 | 2033 | 2034 | 2035 | 2036 | 2037 | 2038 | 2039 | 2040 | 2041 | 2042 | 2043 | 2044 | 2045 | 2046 | 2047 | 2048 | 2049 | 2050 | 2025 | 2026 | 2027 | 2028 | 2029 | 2030 | 2031 | 2032 | 2033 | 2034 | 2035 | 2036 | 2037 | 2038 | 2039 | 2040 | 2041 | 2042 | 2043 | 2044 | 2045 | 2046 | 2047 | 2048 | 2049 | 2050 | 2025 | 2026 | 2027 | 2028 | 2029 | 2030 | 2031 | 2032 | 2033 | 2034 | 2035 | 2036 | 2037 | 2038 | 2039 | 2040 | 2041 | 2042 | 2043 | 2044 | 2045 | 2046 | 2047 | 2048 | 2049 | 2050
Oil | HPWH Tier 1 | Oil | 8953238.0853 | 8953238.0853 | 8.9532 | 678836.4076 | 678836.4076 | 936264.5468 | 1123848.2244 | 187583.6776 | -257428.1391 | 0% | 0.2149 | 4% | 1.4% | 0.32764 | 0.2149 | 1.3777 | -2584.256 | 12 | 2 | 9536 | 0.542 | 83.6758 | 83.6758 | 83.6758 | 83.6758 | 83.6758 | 83.1407 | 83.1407 | 83.1407 | 83.1407 | 83.1407 | 83.0516 | 83.0516 | 0 | 0 | 0 | 0 | 0 | 0 | 0 | 0 | 0 | 0 | 0 | 0 | 0 | 0 | 83.6758 | 83.6758 | 83.6758 | 83.6758 | 83.6758 | 83.1407 | 83.1407 | 83.1407 | 83.1407 | 83.1407 | 83.0516 | 83.0516 | 0 | 0 | 0 | 0 | 0 | 0 | 0 | 0 | 0 | 0 | 0 | 0 | 0 | 0 | 678836.4076 | 691879.9642 | 704923.5208 | 717967.0774 | 731010.6339 | 738513.5105 | 751557.0671 | 764600.6237 | 777644.1802 | 790687.7368 | 802808.6815 | 802808.6815 | 0 | 0 | 0 | 0 | 0 | 0 | 0 | 0 | 0 | 0 | 0 | 0 | 0 | 0 | 678836.4076 | 691879.9642 | 704923.5208 | 717967.0774 | 731010.6339 | 738513.5105 | 751557.0671 | 764600.6237 | 777644.1802 | 790687.7368 | 802808.6815 | 802808.6815 | 0 | 0 | 0 | 0 | 0 | 0 | 0 | 0 | 0 | 0 | 0 | 0 | 0 | 0
Oil |  | Propane | 9277489.709 | 9277489.709 | 9.2775 | 706157.3078 | 706157.3078 | 936264.5468 | 1123848.2244 | 187583.6776 | -230107.239 | 0% | 0.2149 | 4% | 1.4% | 0.32764 | 0.2149 | 1.3777 | -2584.256 | 12 | 2 | 9536 | 0.542 | 83.6758 | 83.6758 | 83.6758 | 83.6758 | 83.6758 | 83.1407 | 83.1407 | 83.1407 | 83.1407 | 83.1407 | 83.0516 | 83.0516 | 0 | 0 | 0 | 0 | 0 | 0 | 0 | 0 | 0 | 0 | 0 | 0 | 0 | 0 | 73.9048 | 73.9048 | 73.9048 | 73.9048 | 73.9048 | 73.5345 | 73.5345 | 73.5345 | 73.5345 | 73.5345 | 73.4701 | 73.4701 | 0 | 0 | 0 | 0 | 0 | 0 | 0 | 0 | 0 | 0 | 0 | 0 | 0 | 0 | 706157.3078 | 719200.8643 | 732244.4209 | 745287.9775 | 758331.5341 | 765341.2361 | 778384.7927 | 791428.3492 | 804471.9058 | 817515.4624 | 829562.9292 | 829562.9292 | 0 | 0 | 0 | 0 | 0 | 0 | 0 | 0 | 0 | 0 | 0 | 0 | 0 | 0 | 706157.3078 | 719200.8643 | 732244.4209 | 745287.9775 | 758331.5341 | 765341.2361 | 778384.7927 | 791428.3492 | 804471.9058 | 817515.4624 | 829562.9292 | 829562.9292 | 0 | 0 | 0 | 0 | 0 | 0 | 0 | 0 | 0 | 0 | 0 | 0 | 0 | 0
Oil |  | Natural Gas | 9674156.2362 | 9674156.2362 | 9.6742 | 739793.863 | 739793.863 | 936264.5468 | 1123848.2244 | 187583.6776 | -196470.6838 | 0% | 0.2149 | 4% | 1.4% | 0.32764 | 0.2149 | 1.3777 | -2584.256 | 12 | 2 | 9536 | 0.542 | 83.6758 | 83.6758 | 83.6758 | 83.6758 | 83.6758 | 83.1407 | 83.1407 | 83.1407 | 83.1407 | 83.1407 | 83.0516 | 83.0516 | 0 | 0 | 0 | 0 | 0 | 0 | 0 | 0 | 0 | 0 | 0 | 0 | 0 | 0 | 63.7174 | 63.7174 | 63.7174 | 63.7174 | 63.7174 | 63.6511 | 63.6511 | 63.6511 | 63.6511 | 63.6511 | 63.6399 | 63.6399 | 0 | 0 | 0 | 0 | 0 | 0 | 0 | 0 | 0 | 0 | 0 | 0 | 0 | 0 | 739793.863 | 752837.4195 | 765880.9761 | 778924.5327 | 791968.0893 | 798029.2152 | 811072.7718 | 824116.3283 | 837159.8849 | 850203.4415 | 862084.857 | 862084.857 | 0 | 0 | 0 | 0 | 0 | 0 | 0 | 0 | 0 | 0 | 0 | 0 | 0 | 0 | 739793.863 | 752837.4195 | 765880.9761 | 778924.5327 | 791968.0893 | 798029.2152 | 811072.7718 | 824116.3283 | 837159.8849 | 850203.4415 | 862084.857 | 862084.857 | 0 | 0 | 0 | 0 | 0 | 0 | 0 | 0 | 0 | 0 | 0 | 0 | 0 | 0
Oil |  | Electricity | 11728510.3475 | 11728510.3475 | 11.7285 | 895919.1685 | 895919.1685 | 936264.5468 | 1123848.2244 | 187583.6776 | -40345.3783 | 0% | 0.2149 | 4% | 1.4% | 0.32764 | 0.2149 | 1.3777 | -2584.256 | 12 | 2 | 9536 | 0.542 | 83.6758 | 83.6758 | 83.6758 | 83.6758 | 83.6758 | 83.1407 | 83.1407 | 83.1407 | 83.1407 | 83.1407 | 83.0516 | 83.0516 | 0 | 0 | 0 | 0 | 0 | 0 | 0 | 0 | 0 | 0 | 0 | 0 | 0 | 0 | 37.7685 | 35.1423 | 32.5161 | 29.8899 | 27.2636 | 24.6374 | 22.0112 | 19.385 | 16.7588 | 14.1326 | 11.5063 | 11.5063 | 0 | 0 | 0 | 0 | 0 | 0 | 0 | 0 | 0 | 0 | 0 | 0 | 0 | 0 | 895919.1685 | 911768.1249 | 927617.0814 | 943466.0378 | 959314.9942 | 967977.0404 | 983825.9969 | 999674.9533 | 1015523.9097 | 1031372.8662 | 1046025.0871 | 1046025.0871 | 0 | 0 | 0 | 0 | 0 | 0 | 0 | 0 | 0 | 0 | 0 | 0 | 0 | 0 | 895919.1685 | 911768.1249 | 927617.0814 | 943466.0378 | 959314.9942 | 967977.0404 | 983825.9969 | 999674.9533 | 1015523.9097 | 1031372.8662 | 1046025.0871 | 1046025.0871 | 0 | 0 | 0 | 0 | 0 | 0 | 0 | 0 | 0 | 0 | 0 | 0 | 0 | 0
Oil |  | Wood, commercial | 10818552.0461 | 10818552.0461 | 10.8186 | 724733.4469 | 724733.4469 | 936264.5468 | 1123848.2244 | 187583.6776 | -211531.0998 | 0% | 0.2149 | 4% | 1.4% | 0.32764 | 0.2149 | 1.3777 | -2584.256 | 12 | 2 | 9536 | 0.542 | 83.6758 | 83.6758 | 83.6758 | 83.6758 | 83.6758 | 83.1407 | 83.1407 | 83.1407 | 83.1407 | 83.1407 | 83.0516 | 83.0516 | 0 | 0 | 0 | 0 | 0 | 0 | 0 | 0 | 0 | 0 | 0 | 0 | 0 | 0 | 37.7763 | 37.7763 | 37.7763 | 37.7763 | 37.7763 | 37.6628 | 37.6628 | 37.6628 | 37.6628 | 37.6628 | 37.585 | 37.585 | 0 | 0 | 0 | 0 | 0 | 0 | 0 | 0 | 0 | 0 | 0 | 0 | 0 | 0 | 835080.6273 | 848124.1838 | 861167.7404 | 874211.297 | 887254.8536 | 893404.8005 | 906448.3571 | 919491.9136 | 932535.4702 | 945579.0268 | 957626.888 | 957626.888 | 0 | 0 | 0 | 0 | 0 | 0 | 0 | 0 | 0 | 0 | 0 | 0 | 0 | 0 | 835080.6273 | 848124.1838 | 861167.7404 | 874211.297 | 887254.8536 | 893404.8005 | 906448.3571 | 919491.9136 | 932535.4702 | 945579.0268 | 957626.888 | 957626.888 | 0 | 0 | 0 | 0 | 0 | 0 | 0 | 0 | 0 | 0 | 0 | 0 | 0 | 0
Oil |  | Unknown | 9513553.2851 | 9513553.2851 | 9.5136 | 724733.4469 | 724733.4469 | 936264.5468 | 1123848.2244 | 187583.6776 | -211531.0998 | 0% | 0.2149 | 4% | 1.4% | 0.32764 | 0.2149 | 1.3777 | -2584.256 | 12 | 2 | 9536 | 0.542 | 83.6758 | 83.6758 | 83.6758 | 83.6758 | 83.6758 | 83.1407 | 83.1407 | 83.1407 | 83.1407 | 83.1407 | 83.0516 | 83.0516 | 0 | 0 | 0 | 0 | 0 | 0 | 0 | 0 | 0 | 0 | 0 | 0 | 0 | 0 | blended | blended | blended | blended | blended | blended | blended | blended | blended | blended | blended | blended | 0 | 0 | 0 | 0 | 0 | 0 | 0 | 0 | 0 | 0 | 0 | 0 | 0 | 0 | 724733.4469 | 738001.4355 | 751269.424 | 764537.4126 | 777805.4012 | 784839.8701 | 798107.8587 | 811375.8472 | 824643.8358 | 837911.8244 | 850163.4644 | 850163.4644 | 0 | 0 | 0 | 0 | 0 | 0 | 0 | 0 | 0 | 0 | 0 | 0 | 0 | 0 | 724733.4469 | 738001.4355 | 751269.424 | 764537.4126 | 777805.4012 | 784839.8701 | 798107.8587 | 811375.8472 | 824643.8358 | 837911.8244 | 850163.4644 | 850163.4644 | 0 | 0 | 0 | 0 | 0 | 0 | 0 | 0 | 0 | 0 | 0 | 0 | 0 | 0
Propane | HPWH Tier 1 | Oil | 7394589.856 | 7394589.856 | 7.3946 | 547602.9558 | 547602.9558 | 805031.0949 | 992614.7725 | 187583.6776 | -257428.1391 | 0% | 0.32764 | 4% | 1.4% | 0.32764 | 0.2149 | 1.3777 | -2584.256 | 12 | 2 | 9536 | 0.542 | 73.9048 | 73.9048 | 73.9048 | 73.9048 | 73.9048 | 73.5345 | 73.5345 | 73.5345 | 73.5345 | 73.5345 | 73.4701 | 73.4701 | 0 | 0 | 0 | 0 | 0 | 0 | 0 | 0 | 0 | 0 | 0 | 0 | 0 | 0 | 83.6758 | 83.6758 | 83.6758 | 83.6758 | 83.6758 | 83.1407 | 83.1407 | 83.1407 | 83.1407 | 83.1407 | 83.0516 | 83.0516 | 0 | 0 | 0 | 0 | 0 | 0 | 0 | 0 | 0 | 0 | 0 | 0 | 0 | 0 | 547602.9558 | 560646.5123 | 573690.0689 | 586733.6255 | 599777.1821 | 609493.0265 | 622536.5831 | 635580.1396 | 648623.6962 | 661667.2528 | 674119.4066 | 674119.4066 | 0 | 0 | 0 | 0 | 0 | 0 | 0 | 0 | 0 | 0 | 0 | 0 | 0 | 0 | 547602.9558 | 560646.5123 | 573690.0689 | 586733.6255 | 599777.1821 | 609493.0265 | 622536.5831 | 635580.1396 | 648623.6962 | 661667.2528 | 674119.4066 | 674119.4066 | 0 | 0 | 0 | 0 | 0 | 0 | 0 | 0 | 0 | 0 | 0 | 0 | 0 | 0
Propane |  | Propane | 7718841.4797 | 7718841.4797 | 7.7188 | 574923.8559 | 574923.8559 | 805031.0949 | 992614.7725 | 187583.6776 | -230107.239 | 0% | 0.32764 | 4% | 1.4% | 0.32764 | 0.2149 | 1.3777 | -2584.256 | 12 | 2 | 9536 | 0.542 | 73.9048 | 73.9048 | 73.9048 | 73.9048 | 73.9048 | 73.5345 | 73.5345 | 73.5345 | 73.5345 | 73.5345 | 73.4701 | 73.4701 | 0 | 0 | 0 | 0 | 0 | 0 | 0 | 0 | 0 | 0 | 0 | 0 | 0 | 0 | 73.9048 | 73.9048 | 73.9048 | 73.9048 | 73.9048 | 73.5345 | 73.5345 | 73.5345 | 73.5345 | 73.5345 | 73.4701 | 73.4701 | 0 | 0 | 0 | 0 | 0 | 0 | 0 | 0 | 0 | 0 | 0 | 0 | 0 | 0 | 574923.8559 | 587967.4124 | 601010.969 | 614054.5256 | 627098.0822 | 636320.7521 | 649364.3087 | 662407.8652 | 675451.4218 | 688494.9784 | 700873.6542 | 700873.6542 | 0 | 0 | 0 | 0 | 0 | 0 | 0 | 0 | 0 | 0 | 0 | 0 | 0 | 0 | 574923.8559 | 587967.4124 | 601010.969 | 614054.5256 | 627098.0822 | 636320.7521 | 649364.3087 | 662407.8652 | 675451.4218 | 688494.9784 | 700873.6542 | 700873.6542 | 0 | 0 | 0 | 0 | 0 | 0 | 0 | 0 | 0 | 0 | 0 | 0 | 0 | 0
Propane |  | Natural Gas | 8115508.0069 | 8115508.0069 | 8.1155 | 608560.4111 | 608560.4111 | 805031.0949 | 992614.7725 | 187583.6776 | -196470.6838 | 0% | 0.32764 | 4% | 1.4% | 0.32764 | 0.2149 | 1.3777 | -2584.256 | 12 | 2 | 9536 | 0.542 | 73.9048 | 73.9048 | 73.9048 | 73.9048 | 73.9048 | 73.5345 | 73.5345 | 73.5345 | 73.5345 | 73.5345 | 73.4701 | 73.4701 | 0 | 0 | 0 | 0 | 0 | 0 | 0 | 0 | 0 | 0 | 0 | 0 | 0 | 0 | 63.7174 | 63.7174 | 63.7174 | 63.7174 | 63.7174 | 63.6511 | 63.6511 | 63.6511 | 63.6511 | 63.6511 | 63.6399 | 63.6399 | 0 | 0 | 0 | 0 | 0 | 0 | 0 | 0 | 0 | 0 | 0 | 0 | 0 | 0 | 608560.4111 | 621603.9677 | 634647.5242 | 647691.0808 | 660734.6374 | 669008.7312 | 682052.2877 | 695095.8443 | 708139.4009 | 721182.9575 | 733395.5821 | 733395.5821 | 0 | 0 | 0 | 0 | 0 | 0 | 0 | 0 | 0 | 0 | 0 | 0 | 0 | 0 | 608560.4111 | 621603.9677 | 634647.5242 | 647691.0808 | 660734.6374 | 669008.7312 | 682052.2877 | 695095.8443 | 708139.4009 | 721182.9575 | 733395.5821 | 733395.5821 | 0 | 0 | 0 | 0 | 0 | 0 | 0 | 0 | 0 | 0 | 0 | 0 | 0 | 0
Propane |  | Electricity | 10169862.1182 | 10169862.1182 | 10.1699 | 764685.7166 | 764685.7166 | 805031.0949 | 992614.7725 | 187583.6776 | -40345.3783 | 0% | 0.32764 | 4% | 1.4% | 0.32764 | 0.2149 | 1.3777 | -2584.256 | 12 | 2 | 9536 | 0.542 | 73.9048 | 73.9048 | 73.9048 | 73.9048 | 73.9048 | 73.5345 | 73.5345 | 73.5345 | 73.5345 | 73.5345 | 73.4701 | 73.4701 | 0 | 0 | 0 | 0 | 0 | 0 | 0 | 0 | 0 | 0 | 0 | 0 | 0 | 0 | 37.7685 | 35.1423 | 32.5161 | 29.8899 | 27.2636 | 24.6374 | 22.0112 | 19.385 | 16.7588 | 14.1326 | 11.5063 | 11.5063 | 0 | 0 | 0 | 0 | 0 | 0 | 0 | 0 | 0 | 0 | 0 | 0 | 0 | 0 | 764685.7166 | 780534.673 | 796383.6295 | 812232.5859 | 828081.5424 | 838956.5564 | 854805.5129 | 870654.4693 | 886503.4257 | 902352.3822 | 917335.8122 | 917335.8122 | 0 | 0 | 0 | 0 | 0 | 0 | 0 | 0 | 0 | 0 | 0 | 0 | 0 | 0 | 764685.7166 | 780534.673 | 796383.6295 | 812232.5859 | 828081.5424 | 838956.5564 | 854805.5129 | 870654.4693 | 886503.4257 | 902352.3822 | 917335.8122 | 917335.8122 | 0 | 0 | 0 | 0 | 0 | 0 | 0 | 0 | 0 | 0 | 0 | 0 | 0 | 0
Propane |  | Wood, commercial | 9259903.8168 | 9259903.8168 | 9.2599 | 593499.995 | 593499.995 | 805031.0949 | 992614.7725 | 187583.6776 | -211531.0998 | 0% | 0.32764 | 4% | 1.4% | 0.32764 | 0.2149 | 1.3777 | -2584.256 | 12 | 2 | 9536 | 0.542 | 73.9048 | 73.9048 | 73.9048 | 73.9048 | 73.9048 | 73.5345 | 73.5345 | 73.5345 | 73.5345 | 73.5345 | 73.4701 | 73.4701 | 0 | 0 | 0 | 0 | 0 | 0 | 0 | 0 | 0 | 0 | 0 | 0 | 0 | 0 | 37.7763 | 37.7763 | 37.7763 | 37.7763 | 37.7763 | 37.6628 | 37.6628 | 37.6628 | 37.6628 | 37.6628 | 37.585 | 37.585 | 0 | 0 | 0 | 0 | 0 | 0 | 0 | 0 | 0 | 0 | 0 | 0 | 0 | 0 | 703847.1754 | 716890.7319 | 729934.2885 | 742977.8451 | 756021.4017 | 764384.3165 | 777427.873 | 790471.4296 | 803514.9862 | 816558.5428 | 828937.6131 | 828937.6131 | 0 | 0 | 0 | 0 | 0 | 0 | 0 | 0 | 0 | 0 | 0 | 0 | 0 | 0 | 703847.1754 | 716890.7319 | 729934.2885 | 742977.8451 | 756021.4017 | 764384.3165 | 777427.873 | 790471.4296 | 803514.9862 | 816558.5428 | 828937.6131 | 828937.6131 | 0 | 0 | 0 | 0 | 0 | 0 | 0 | 0 | 0 | 0 | 0 | 0 | 0 | 0
Propane |  | Unknown | 7954905.0558 | 7954905.0558 | 7.9549 | 593499.995 | 593499.995 | 805031.0949 | 992614.7725 | 187583.6776 | -211531.0998 | 0% | 0.32764 | 4% | 1.4% | 0.32764 | 0.2149 | 1.3777 | -2584.256 | 12 | 2 | 9536 | 0.542 | 73.9048 | 73.9048 | 73.9048 | 73.9048 | 73.9048 | 73.5345 | 73.5345 | 73.5345 | 73.5345 | 73.5345 | 73.4701 | 73.4701 | 0 | 0 | 0 | 0 | 0 | 0 | 0 | 0 | 0 | 0 | 0 | 0 | 0 | 0 | blended | blended | blended | blended | blended | blended | blended | blended | blended | blended | blended | blended | 0 | 0 | 0 | 0 | 0 | 0 | 0 | 0 | 0 | 0 | 0 | 0 | 0 | 0 | 593499.995 | 606767.9836 | 620035.9722 | 633303.9607 | 646571.9493 | 655819.3861 | 669087.3747 | 682355.3632 | 695623.3518 | 708891.3403 | 721474.1895 | 721474.1895 | 0 | 0 | 0 | 0 | 0 | 0 | 0 | 0 | 0 | 0 | 0 | 0 | 0 | 0 | 593499.995 | 606767.9836 | 620035.9722 | 633303.9607 | 646571.9493 | 655819.3861 | 669087.3747 | 682355.3632 | 695623.3518 | 708891.3403 | 721474.1895 | 721474.1895 | 0 | 0 | 0 | 0 | 0 | 0 | 0 | 0 | 0 | 0 | 0 | 0 | 0 | 0
Natural Gas | HPWH Tier 1 | Oil | 5928396.4964 | 5928396.4964 | 5.9284 | 422926.8623 | 422926.8623 | 680355.0014 | 867938.679 | 187583.6776 | -257428.1391 | 1.4% | 0 | 4% | 1.4% | 0.32764 | 0.2149 | 1.3777 | -2584.256 | 12 | 2 | 9536 | 0.542 | 63.7174 | 63.7174 | 63.7174 | 63.7174 | 63.7174 | 63.6511 | 63.6511 | 63.6511 | 63.6511 | 63.6511 | 63.6399 | 63.6399 | 0 | 0 | 0 | 0 | 0 | 0 | 0 | 0 | 0 | 0 | 0 | 0 | 0 | 0 | 83.6758 | 83.6758 | 83.6758 | 83.6758 | 83.6758 | 83.1407 | 83.1407 | 83.1407 | 83.1407 | 83.1407 | 83.0516 | 83.0516 | 0 | 0 | 0 | 0 | 0 | 0 | 0 | 0 | 0 | 0 | 0 | 0 | 0 | 0 | 422926.8623 | 435970.4189 | 449013.9754 | 462057.532 | 475101.0886 | 488887.5561 | 501931.1127 | 514974.6692 | 528018.2258 | 541061.7824 | 554226.6365 | 554226.6365 | 0 | 0 | 0 | 0 | 0 | 0 | 0 | 0 | 0 | 0 | 0 | 0 | 0 | 0 | 422926.8623 | 435970.4189 | 449013.9754 | 462057.532 | 475101.0886 | 488887.5561 | 501931.1127 | 514974.6692 | 528018.2258 | 541061.7824 | 554226.6365 | 554226.6365 | 0 | 0 | 0 | 0 | 0 | 0 | 0 | 0 | 0 | 0 | 0 | 0 | 0 | 0
Natural Gas |  | Propane | 6252648.1201 | 6252648.1201 | 6.2526 | 450247.7624 | 450247.7624 | 680355.0014 | 867938.679 | 187583.6776 | -230107.239 | 1.4% | 0 | 4% | 1.4% | 0.32764 | 0.2149 | 1.3777 | -2584.256 | 12 | 2 | 9536 | 0.542 | 63.7174 | 63.7174 | 63.7174 | 63.7174 | 63.7174 | 63.6511 | 63.6511 | 63.6511 | 63.6511 | 63.6511 | 63.6399 | 63.6399 | 0 | 0 | 0 | 0 | 0 | 0 | 0 | 0 | 0 | 0 | 0 | 0 | 0 | 0 | 73.9048 | 73.9048 | 73.9048 | 73.9048 | 73.9048 | 73.5345 | 73.5345 | 73.5345 | 73.5345 | 73.5345 | 73.4701 | 73.4701 | 0 | 0 | 0 | 0 | 0 | 0 | 0 | 0 | 0 | 0 | 0 | 0 | 0 | 0 | 450247.7624 | 463291.319 | 476334.8755 | 489378.4321 | 502421.9887 | 515715.2817 | 528758.8383 | 541802.3948 | 554845.9514 | 567889.508 | 580980.8841 | 580980.8841 | 0 | 0 | 0 | 0 | 0 | 0 | 0 | 0 | 0 | 0 | 0 | 0 | 0 | 0 | 450247.7624 | 463291.319 | 476334.8755 | 489378.4321 | 502421.9887 | 515715.2817 | 528758.8383 | 541802.3948 | 554845.9514 | 567889.508 | 580980.8841 | 580980.8841 | 0 | 0 | 0 | 0 | 0 | 0 | 0 | 0 | 0 | 0 | 0 | 0 | 0 | 0
Natural Gas |  | Natural Gas | 6649314.6472 | 6649314.6472 | 6.6493 | 483884.3176 | 483884.3176 | 680355.0014 | 867938.679 | 187583.6776 | -196470.6838 | 1.4% | 0 | 4% | 1.4% | 0.32764 | 0.2149 | 1.3777 | -2584.256 | 12 | 2 | 9536 | 0.542 | 63.7174 | 63.7174 | 63.7174 | 63.7174 | 63.7174 | 63.6511 | 63.6511 | 63.6511 | 63.6511 | 63.6511 | 63.6399 | 63.6399 | 0 | 0 | 0 | 0 | 0 | 0 | 0 | 0 | 0 | 0 | 0 | 0 | 0 | 0 | 63.7174 | 63.7174 | 63.7174 | 63.7174 | 63.7174 | 63.6511 | 63.6511 | 63.6511 | 63.6511 | 63.6511 | 63.6399 | 63.6399 | 0 | 0 | 0 | 0 | 0 | 0 | 0 | 0 | 0 | 0 | 0 | 0 | 0 | 0 | 483884.3176 | 496927.8742 | 509971.4308 | 523014.9873 | 536058.5439 | 548403.2608 | 561446.8174 | 574490.3739 | 587533.9305 | 600577.4871 | 613502.8119 | 613502.8119 | 0 | 0 | 0 | 0 | 0 | 0 | 0 | 0 | 0 | 0 | 0 | 0 | 0 | 0 | 483884.3176 | 496927.8742 | 509971.4308 | 523014.9873 | 536058.5439 | 548403.2608 | 561446.8174 | 574490.3739 | 587533.9305 | 600577.4871 | 613502.8119 | 613502.8119 | 0 | 0 | 0 | 0 | 0 | 0 | 0 | 0 | 0 | 0 | 0 | 0 | 0 | 0
Natural Gas |  | Electricity | 8703668.7586 | 8703668.7586 | 8.7037 | 640009.6231 | 640009.6231 | 680355.0014 | 867938.679 | 187583.6776 | -40345.3783 | 1.4% | 0 | 4% | 1.4% | 0.32764 | 0.2149 | 1.3777 | -2584.256 | 12 | 2 | 9536 | 0.542 | 63.7174 | 63.7174 | 63.7174 | 63.7174 | 63.7174 | 63.6511 | 63.6511 | 63.6511 | 63.6511 | 63.6511 | 63.6399 | 63.6399 | 0 | 0 | 0 | 0 | 0 | 0 | 0 | 0 | 0 | 0 | 0 | 0 | 0 | 0 | 37.7685 | 35.1423 | 32.5161 | 29.8899 | 27.2636 | 24.6374 | 22.0112 | 19.385 | 16.7588 | 14.1326 | 11.5063 | 11.5063 | 0 | 0 | 0 | 0 | 0 | 0 | 0 | 0 | 0 | 0 | 0 | 0 | 0 | 0 | 640009.6231 | 655858.5796 | 671707.536 | 687556.4924 | 703405.4489 | 718351.086 | 734200.0425 | 750048.9989 | 765897.9553 | 781746.9118 | 797443.042 | 797443.042 | 0 | 0 | 0 | 0 | 0 | 0 | 0 | 0 | 0 | 0 | 0 | 0 | 0 | 0 | 640009.6231 | 655858.5796 | 671707.536 | 687556.4924 | 703405.4489 | 718351.086 | 734200.0425 | 750048.9989 | 765897.9553 | 781746.9118 | 797443.042 | 797443.042 | 0 | 0 | 0 | 0 | 0 | 0 | 0 | 0 | 0 | 0 | 0 | 0 | 0 | 0
Natural Gas |  | Wood, commercial | 7793710.4572 | 7793710.4572 | 7.7937 | 468823.9016 | 468823.9016 | 680355.0014 | 867938.679 | 187583.6776 | -211531.0998 | 1.4% | 0 | 4% | 1.4% | 0.32764 | 0.2149 | 1.3777 | -2584.256 | 12 | 2 | 9536 | 0.542 | 63.7174 | 63.7174 | 63.7174 | 63.7174 | 63.7174 | 63.6511 | 63.6511 | 63.6511 | 63.6511 | 63.6511 | 63.6399 | 63.6399 | 0 | 0 | 0 | 0 | 0 | 0 | 0 | 0 | 0 | 0 | 0 | 0 | 0 | 0 | 37.7763 | 37.7763 | 37.7763 | 37.7763 | 37.7763 | 37.6628 | 37.6628 | 37.6628 | 37.6628 | 37.6628 | 37.585 | 37.585 | 0 | 0 | 0 | 0 | 0 | 0 | 0 | 0 | 0 | 0 | 0 | 0 | 0 | 0 | 579171.0819 | 592214.6385 | 605258.195 | 618301.7516 | 631345.3082 | 643778.8461 | 656822.4027 | 669865.9592 | 682909.5158 | 695953.0724 | 709044.8429 | 709044.8429 | 0 | 0 | 0 | 0 | 0 | 0 | 0 | 0 | 0 | 0 | 0 | 0 | 0 | 0 | 579171.0819 | 592214.6385 | 605258.195 | 618301.7516 | 631345.3082 | 643778.8461 | 656822.4027 | 669865.9592 | 682909.5158 | 695953.0724 | 709044.8429 | 709044.8429 | 0 | 0 | 0 | 0 | 0 | 0 | 0 | 0 | 0 | 0 | 0 | 0 | 0 | 0
Natural Gas |  | Unknown | 6488711.6962 | 6488711.6962 | 6.4887 | 468823.9016 | 468823.9016 | 680355.0014 | 867938.679 | 187583.6776 | -211531.0998 | 1.4% | 0 | 4% | 1.4% | 0.32764 | 0.2149 | 1.3777 | -2584.256 | 12 | 2 | 9536 | 0.542 | 63.7174 | 63.7174 | 63.7174 | 63.7174 | 63.7174 | 63.6511 | 63.6511 | 63.6511 | 63.6511 | 63.6511 | 63.6399 | 63.6399 | 0 | 0 | 0 | 0 | 0 | 0 | 0 | 0 | 0 | 0 | 0 | 0 | 0 | 0 | blended | blended | blended | blended | blended | blended | blended | blended | blended | blended | blended | blended | 0 | 0 | 0 | 0 | 0 | 0 | 0 | 0 | 0 | 0 | 0 | 0 | 0 | 0 | 468823.9016 | 482091.8901 | 495359.8787 | 508627.8672 | 521895.8558 | 535213.9157 | 548481.9043 | 561749.8928 | 575017.8814 | 588285.8699 | 601581.4193 | 601581.4193 | 0 | 0 | 0 | 0 | 0 | 0 | 0 | 0 | 0 | 0 | 0 | 0 | 0 | 0 | 468823.9016 | 482091.8901 | 495359.8787 | 508627.8672 | 521895.8558 | 535213.9157 | 548481.9043 | 561749.8928 | 575017.8814 | 588285.8699 | 601581.4193 | 601581.4193 | 0 | 0 | 0 | 0 | 0 | 0 | 0 | 0 | 0 | 0 | 0 | 0 | 0 | 0
Unknown, non-commercial | HPWH Tier 1 | Oil | 2873262.9671 | 2873262.9671 | 2.8733 | 214377.4895 | 214377.4895 | 471805.6286 | 659389.3062 | 187583.6776 | -257428.1391 | 0% | 0 | 4% | 1.4% | 0.32764 | 0.2149 | 1.3777 | -2584.256 | 12 | 2 | 9536 | 0.542 | blended | blended | blended | blended | blended | blended | blended | blended | blended | blended | blended | blended | blended | 0 | 0 | 0 | 0 | 0 | 0 | 0 | 0 | 0 | 0 | 0 | 0 | 0 | 83.6758 | 83.6758 | 83.6758 | 83.6758 | 83.6758 | 83.1407 | 83.1407 | 83.1407 | 83.1407 | 83.1407 | 83.0516 | 83.0516 | 0 | 0 | 0 | 0 | 0 | 0 | 0 | 0 | 0 | 0 | 0 | 0 | 0 | 0 | 214377.4895 | 219049.8083 | 223722.127 | 228394.4458 | 233066.7646 | 237336.9821 | 242009.3008 | 246681.6196 | 251353.9384 | 256026.2571 | 260622.117 | 260622.117 | 0 | 0 | 0 | 0 | 0 | 0 | 0 | 0 | 0 | 0 | 0 | 0 | 0 | 0 | 214377.4895 | 219049.8083 | 223722.127 | 228394.4458 | 233066.7646 | 237336.9821 | 242009.3008 | 246681.6196 | 251353.9384 | 256026.2571 | 260622.117 | 260622.117 | 0 | 0 | 0 | 0 | 0 | 0 | 0 | 0 | 0 | 0 | 0 | 0 | 0 | 0
Unknown, non-commercial |  | Propane | 3197514.5909 | 3197514.5909 | 3.1975 | 241698.3896 | 241698.3896 | 471805.6286 | 659389.3062 | 187583.6776 | -230107.239 | 0% | 0 | 4% | 1.4% | 0.32764 | 0.2149 | 1.3777 | -2584.256 | 12 | 2 | 9536 | 0.542 | blended | blended | blended | blended | blended | blended | blended | blended | blended | blended | blended | blended | blended | 0 | 0 | 0 | 0 | 0 | 0 | 0 | 0 | 0 | 0 | 0 | 0 | 0 | 73.9048 | 73.9048 | 73.9048 | 73.9048 | 73.9048 | 73.5345 | 73.5345 | 73.5345 | 73.5345 | 73.5345 | 73.4701 | 73.4701 | 0 | 0 | 0 | 0 | 0 | 0 | 0 | 0 | 0 | 0 | 0 | 0 | 0 | 0 | 241698.3896 | 246370.7084 | 251043.0271 | 255715.3459 | 260387.6647 | 264164.7076 | 268837.0264 | 273509.3452 | 278181.664 | 282853.9827 | 287376.3647 | 287376.3647 | 0 | 0 | 0 | 0 | 0 | 0 | 0 | 0 | 0 | 0 | 0 | 0 | 0 | 0 | 241698.3896 | 246370.7084 | 251043.0271 | 255715.3459 | 260387.6647 | 264164.7076 | 268837.0264 | 273509.3452 | 278181.664 | 282853.9827 | 287376.3647 | 287376.3647 | 0 | 0 | 0 | 0 | 0 | 0 | 0 | 0 | 0 | 0 | 0 | 0 | 0 | 0
Unknown, non-commercial |  | Natural Gas | 3594181.118 | 3594181.118 | 3.5942 | 275334.9448 | 275334.9448 | 471805.6286 | 659389.3062 | 187583.6776 | -196470.6838 | 0% | 0 | 4% | 1.4% | 0.32764 | 0.2149 | 1.3777 | -2584.256 | 12 | 2 | 9536 | 0.542 | blended | blended | blended | blended | blended | blended | blended | blended | blended | blended | blended | blended | blended | 0 | 0 | 0 | 0 | 0 | 0 | 0 | 0 | 0 | 0 | 0 | 0 | 0 | 63.7174 | 63.7174 | 63.7174 | 63.7174 | 63.7174 | 63.6511 | 63.6511 | 63.6511 | 63.6511 | 63.6511 | 63.6399 | 63.6399 | 0 | 0 | 0 | 0 | 0 | 0 | 0 | 0 | 0 | 0 | 0 | 0 | 0 | 0 | 275334.9448 | 280007.2636 | 284679.5823 | 289351.9011 | 294024.2199 | 296852.6867 | 301525.0055 | 306197.3243 | 310869.643 | 315541.9618 | 319898.2925 | 319898.2925 | 0 | 0 | 0 | 0 | 0 | 0 | 0 | 0 | 0 | 0 | 0 | 0 | 0 | 0 | 275334.9448 | 280007.2636 | 284679.5823 | 289351.9011 | 294024.2199 | 296852.6867 | 301525.0055 | 306197.3243 | 310869.643 | 315541.9618 | 319898.2925 | 319898.2925 | 0 | 0 | 0 | 0 | 0 | 0 | 0 | 0 | 0 | 0 | 0 | 0 | 0 | 0
Unknown, non-commercial |  | Electricity | 5648535.2294 | 5648535.2294 | 5.6485 | 431460.2503 | 431460.2503 | 471805.6286 | 659389.3062 | 187583.6776 | -40345.3783 | 0% | 0 | 4% | 1.4% | 0.32764 | 0.2149 | 1.3777 | -2584.256 | 12 | 2 | 9536 | 0.542 | blended | blended | blended | blended | blended | blended | blended | blended | blended | blended | blended | blended | blended | 0 | 0 | 0 | 0 | 0 | 0 | 0 | 0 | 0 | 0 | 0 | 0 | 0 | 37.7685 | 35.1423 | 32.5161 | 29.8899 | 27.2636 | 24.6374 | 22.0112 | 19.385 | 16.7588 | 14.1326 | 11.5063 | 11.5063 | 0 | 0 | 0 | 0 | 0 | 0 | 0 | 0 | 0 | 0 | 0 | 0 | 0 | 0 | 431460.2503 | 438937.9689 | 446415.6876 | 453893.4062 | 461371.1249 | 466800.512 | 474278.2306 | 481755.9492 | 489233.6679 | 496711.3865 | 503838.5226 | 503838.5226 | 0 | 0 | 0 | 0 | 0 | 0 | 0 | 0 | 0 | 0 | 0 | 0 | 0 | 0 | 431460.2503 | 438937.9689 | 446415.6876 | 453893.4062 | 461371.1249 | 466800.512 | 474278.2306 | 481755.9492 | 489233.6679 | 496711.3865 | 503838.5226 | 503838.5226 | 0 | 0 | 0 | 0 | 0 | 0 | 0 | 0 | 0 | 0 | 0 | 0 | 0 | 0
Unknown, non-commercial |  | Wood, commercial | 4738576.928 | 4738576.928 | 4.7386 | 260274.5287 | 260274.5287 | 471805.6286 | 659389.3062 | 187583.6776 | -211531.0998 | 0% | 0 | 4% | 1.4% | 0.32764 | 0.2149 | 1.3777 | -2584.256 | 12 | 2 | 9536 | 0.542 | blended | blended | blended | blended | blended | blended | blended | blended | blended | blended | blended | blended | blended | 0 | 0 | 0 | 0 | 0 | 0 | 0 | 0 | 0 | 0 | 0 | 0 | 0 | 37.7763 | 37.7763 | 37.7763 | 37.7763 | 37.7763 | 37.6628 | 37.6628 | 37.6628 | 37.6628 | 37.6628 | 37.585 | 37.585 | 0 | 0 | 0 | 0 | 0 | 0 | 0 | 0 | 0 | 0 | 0 | 0 | 0 | 0 | 370621.7091 | 375294.0279 | 379966.3466 | 384638.6654 | 389310.9842 | 392228.272 | 396900.5908 | 401572.9096 | 406245.2283 | 410917.5471 | 415440.3235 | 415440.3235 | 0 | 0 | 0 | 0 | 0 | 0 | 0 | 0 | 0 | 0 | 0 | 0 | 0 | 0 | 370621.7091 | 375294.0279 | 379966.3466 | 384638.6654 | 389310.9842 | 392228.272 | 396900.5908 | 401572.9096 | 406245.2283 | 410917.5471 | 415440.3235 | 415440.3235 | 0 | 0 | 0 | 0 | 0 | 0 | 0 | 0 | 0 | 0 | 0 | 0 | 0 | 0
Unknown, non-commercial |  | Unknown | 3433578.1669 | 3433578.1669 | 3.4336 | 260274.5287 | 260274.5287 | 471805.6286 | 659389.3062 | 187583.6776 | -211531.0998 | 0% | 0 | 4% | 1.4% | 0.32764 | 0.2149 | 1.3777 | -2584.256 | 12 | 2 | 9536 | 0.542 | blended | blended | blended | blended | blended | blended | blended | blended | blended | blended | blended | blended | blended | 0 | 0 | 0 | 0 | 0 | 0 | 0 | 0 | 0 | 0 | 0 | 0 | 0 | blended | blended | blended | blended | blended | blended | blended | blended | blended | blended | blended | blended | 0 | 0 | 0 | 0 | 0 | 0 | 0 | 0 | 0 | 0 | 0 | 0 | 0 | 0 | 260274.5287 | 265171.2795 | 270068.0303 | 274964.781 | 279861.5318 | 283663.3416 | 288560.0924 | 293456.8432 | 298353.5939 | 303250.3447 | 307976.8999 | 307976.8999 | 0 | 0 | 0 | 0 | 0 | 0 | 0 | 0 | 0 | 0 | 0 | 0 | 0 | 0 | 260274.5287 | 265171.2795 | 270068.0303 | 274964.781 | 279861.5318 | 283663.3416 | 288560.0924 | 293456.8432 | 298353.5939 | 303250.3447 | 307976.8999 | 307976.8999 | 0 | 0 | 0 | 0 | 0 | 0 | 0 | 0 | 0 | 0 | 0 | 0 | 0 | 0
Table 79. NEEA Residential HPWH Minimum CCE Requirements
[20 empty] | Tier | Minimum CCE
[20 empty] | Tier 1 | 2
[20 empty] | Tier 2 | 2.3
[20 empty] | Tier 3 | 2.6
[20 empty] | Tier 4 | 3
[20 empty] | Tier 5 | 3.5
Table 81. Vermont Water Heating Fuel Mix and Average Efficiency, Residential Buildings
[20 empty] | Water Heating Fuel | Fuel Mix | Average Efficiency (EFave)
[20 empty] | Oil | 9% | 0.71
[20 empty] | Propane (LP) | 24% | 0.71
[20 empty] | Natural Gas | 23% | 0.71
[20 empty] | Electricity | 43% | 1.34
Table 82. Vermont Primary Heating Fuel Mix and Average Heating Efficiency, Residential Buildings
[20 empty] | Heating Fuel | Building Type |  |  | Average Heating Efficiency (ηave)
[21 empty] | Single Family | Multifamily | Unknown
[20 empty] | Oil | 45% | 5% | 41% | 0.84
[20 empty] | Propane (LP) | 17% | 5% | 16% | 0.83
[20 empty] | Natural Gas (NG) | 23% | 66% | 27% | 0.85
[20 empty] | Electricity | 6% | 23% | 8% | 2.52
[20 empty] | Wood | 8% | 1% | 7% | 0.53

## RE_DOHW_LFFA
Characterization: | RE_DOHW_LFFA
Residential Low Flow Faucet Aerators
Assumptions:
▪ Average water heating fuel mix in Table 84
▪ Water heater efficiencies per Table 84
▪ Building type (single family or multifamily) is unknown/not collected
helper row
[8 empty] | 2025 First Year Savings | Affected Fuel Adders |  | Mixed Baseline Scenario Adders | [21 empty] | Lifecycle Carbon Intensity - With Adder (gCO2e/MJ) | [25 empty] | Lifetime CO2e Reductions, Total [g]
Program Delivery Type | Faucet Type | Baseline Condition | Proposed Condition | Existing DHW Fuel | Lifetime CO2e Reductions, Thermal [g] | Lifetime CO2e Reductions, Total [g] | Lifetime Credits | ΔCO2e | CI' | TDL | TDLelec | TDLng | CI' prop | CI' oil | CI' wood | ΔEwhl [MJ] | Measure Life | Water Heating Fuel | GPMBase | GPMLow | ThrottleBase | ThrottleLow | Minutes/Person/Day | People/Household | Days/Year | DR | Faucets/Home | Tfaucet | Tinlet | ISR | Specific heat of water | MJ/BTU | 2025 | 2026 | 2027 | 2028 | 2029 | 2030 | 2031 | 2032 | 2033 | 2034 | 2035 | 2036 | 2037 | 2038 | 2039 | 2040 | 2041 | 2042 | 2043 | 2044 | 2045 | 2046 | 2047 | 2048 | 2049 | 2050 | 2025 | 2026 | 2027 | 2028 | 2029 | 2030 | 2031 | 2032 | 2033 | 2034 | 2035 | 2036 | 2037 | 2038 | 2039 | 2040 | 2041 | 2042 | 2043 | 2044 | 2045 | 2046 | 2047 | 2048 | 2049 | 2050
Direct Install | Kitchen | 2.2 GPM aerator | 1.5 GPM aerator | Unknown, non-commercial | 211623.3984 | 211623.3984 | 0.21162 | 22387.5286 | 0 | 0% | 4% | 1.4% | 0.32764 | 0.2149 | 1.3777 | 384.3765 | 10 | Unknown | 2.2 | 1.5 | 83% | 95% | 4.5 | 2.3 | 365 | 70% | 1 | 93 | 51.8 | 100% | 8.3 | 0.00106 | blended | blended | blended | blended | blended | blended | blended | blended | blended | blended | blended | blended | blended | blended | blended | blended | blended | blended | blended | blended | blended | blended | blended | blended | blended | blended | 22387.5286 | 22123.1119 | 21858.6952 | 21594.2785 | 21329.8617 | 20994.8179 | 20730.4012 | 20465.9845 | 20201.5678 | 19937.151 | 0 | 0 | 0 | 0 | 0 | 0 | 0 | 0 | 0 | 0 | 0 | 0 | 0 | 0 | 0 | 0
Direct Install | Bath | 2.2 GPM aerator | 1.0 GPM aerator | Unknown, non-commercial | 36096.7396 | 36096.7396 | 0.036097 | 3818.6552 | 0 | 0% | 4% | 1.4% | 0.32764 | 0.2149 | 1.3777 | 65.5633 | 10 | Unknown | 2.2 | 1 | 83% | 95% | 1.6 | 2.3 | 365 | 50% | 2.7 | 86 | 51.8 | 100% | 8.3 | 0.00106 | blended | blended | blended | blended | blended | blended | blended | blended | blended | blended | blended | blended | blended | blended | blended | blended | blended | blended | blended | blended | blended | blended | blended | blended | blended | blended | 3818.6552 | 3773.5535 | 3728.4517 | 3683.35 | 3638.2483 | 3581.0996 | 3535.9979 | 3490.8962 | 3445.7945 | 3400.6927 | 0 | 0 | 0 | 0 | 0 | 0 | 0 | 0 | 0 | 0 | 0 | 0 | 0 | 0 | 0 | 0
New Construction | Kitchen | 1.5 GPM aerator | 1.3 GPM aerator | Unknown, non-commercial | 5277.3915 | 5277.3915 | 0.0052774 | 558.2925 | 0 | 0% | 4% | 1.4% | 0.32764 | 0.2149 | 1.3777 | 9.5854 | 10 | Unknown | 1.5 | 1.3 | 83% | 95% | 4.5 | 2.3 | 365 | 70% | 1 | 93 | 51.8 | 100% | 8.3 | 0.00106 | blended | blended | blended | blended | blended | blended | blended | blended | blended | blended | blended | blended | blended | blended | blended | blended | blended | blended | blended | blended | blended | blended | blended | blended | blended | blended | 558.2925 | 551.6986 | 545.1046 | 538.5107 | 531.9168 | 523.5615 | 516.9676 | 510.3737 | 503.7797 | 497.1858 | 0 | 0 | 0 | 0 | 0 | 0 | 0 | 0 | 0 | 0 | 0 | 0 | 0 | 0 | 0 | 0
New Construction | Bath | 1.5 GPM aerator | 1.3 GPM aerator | Unknown, non-commercial | 412.0632 | 412.0632 | 0.00041206 | 43.592 | 0 | 0% | 4% | 1.4% | 0.32764 | 0.2149 | 1.3777 | 0.74844 | 10 | Unknown | 1.5 | 1.3 | 83% | 95% | 1.6 | 2.3 | 365 | 50% | 2.7 | 86 | 51.8 | 100% | 8.3 | 0.00106 | blended | blended | blended | blended | blended | blended | blended | blended | blended | blended | blended | blended | blended | blended | blended | blended | blended | blended | blended | blended | blended | blended | blended | blended | blended | blended | 43.592 | 43.0771 | 42.5622 | 42.0474 | 41.5325 | 40.8801 | 40.3653 | 39.8504 | 39.3356 | 38.8207 | 0 | 0 | 0 | 0 | 0 | 0 | 0 | 0 | 0 | 0 | 0 | 0 | 0 | 0 | 0 | 0
Free Products | Kitchen | 2.2 GPM aerator | 1.5 GPM aerator | Unknown, non-commercial | 131206.507 | 131206.507 | 0.13121 | 13880.2678 | 0 | 0% | 4% | 1.4% | 0.32764 | 0.2149 | 1.3777 | 238.3134 | 10 | Unknown | 2.2 | 1.5 | 83% | 95% | 4.5 | 2.3 | 365 | 70% | 1 | 93 | 51.8 | 62% | 8.3 | 0.00106 | blended | blended | blended | blended | blended | blended | blended | blended | blended | blended | blended | blended | blended | blended | blended | blended | blended | blended | blended | blended | blended | blended | blended | blended | blended | blended | 13880.2678 | 13716.3294 | 13552.391 | 13388.4526 | 13224.5143 | 13016.7871 | 12852.8488 | 12688.9104 | 12524.972 | 12361.0336 | 0 | 0 | 0 | 0 | 0 | 0 | 0 | 0 | 0 | 0 | 0 | 0 | 0 | 0 | 0 | 0
Free Products | Bath | 2.2 GPM aerator | 1.0 GPM aerator | Unknown, non-commercial | 22379.9786 | 22379.9786 | 0.02238 | 2367.5662 | 0 | 0% | 4% | 1.4% | 0.32764 | 0.2149 | 1.3777 | 40.6493 | 10 | Unknown | 2.2 | 1 | 83% | 95% | 1.6 | 2.3 | 365 | 50% | 2.7 | 86 | 51.8 | 62% | 8.3 | 0.00106 | blended | blended | blended | blended | blended | blended | blended | blended | blended | blended | blended | blended | blended | blended | blended | blended | blended | blended | blended | blended | blended | blended | blended | blended | blended | blended | 2367.5662 | 2339.6032 | 2311.6401 | 2283.677 | 2255.7139 | 2220.2818 | 2192.3187 | 2164.3556 | 2136.3926 | 2108.4295 | 0 | 0 | 0 | 0 | 0 | 0 | 0 | 0 | 0 | 0 | 0 | 0 | 0 | 0 | 0 | 0
Dropship | Kitchen | 2.2 GPM aerator | 1.5 GPM aerator | Unknown, non-commercial | 190461.0585 | 190461.0585 | 0.19046 | 20148.7758 | 0 | 0% | 4% | 1.4% | 0.32764 | 0.2149 | 1.3777 | 345.9388 | 10 | Unknown | 2.2 | 1.5 | 83% | 95% | 4.5 | 2.3 | 365 | 70% | 1 | 93 | 51.8 | 90% | 8.3 | 0.00106 | blended | blended | blended | blended | blended | blended | blended | blended | blended | blended | blended | blended | blended | blended | blended | blended | blended | blended | blended | blended | blended | blended | blended | blended | blended | blended | 20148.7758 | 19910.8007 | 19672.8257 | 19434.8506 | 19196.8756 | 18895.3362 | 18657.3611 | 18419.386 | 18181.411 | 17943.4359 | 0 | 0 | 0 | 0 | 0 | 0 | 0 | 0 | 0 | 0 | 0 | 0 | 0 | 0 | 0 | 0
Dropship | Bath | 2.2 GPM aerator | 1.0 GPM aerator | Unknown, non-commercial | 32487.0657 | 32487.0657 | 0.032487 | 3436.7897 | 0 | 0% | 4% | 1.4% | 0.32764 | 0.2149 | 1.3777 | 59.007 | 10 | Unknown | 2.2 | 1 | 83% | 95% | 1.6 | 2.3 | 365 | 50% | 2.7 | 86 | 51.8 | 90% | 8.3 | 0.00106 | blended | blended | blended | blended | blended | blended | blended | blended | blended | blended | blended | blended | blended | blended | blended | blended | blended | blended | blended | blended | blended | blended | blended | blended | blended | blended | 3436.7897 | 3396.1981 | 3355.6066 | 3315.015 | 3274.4235 | 3222.9897 | 3182.3981 | 3141.8066 | 3101.215 | 3060.6234 | 0 | 0 | 0 | 0 | 0 | 0 | 0 | 0 | 0 | 0 | 0 | 0 | 0 | 0 | 0 | 0
Table 84. Vermont Water Heating Fuel Mix and Average Recovery Efficiency, Residential Buildings
[17 empty] | Water Heating Fuel | Fuel Mix | Average Recovery Efficiency (ηave,RE)
[17 empty] | Oil | 9% | 0.83
[17 empty] | Propane (LP) | 24% | 0.83
[17 empty] | Natural Gas | 23% | 0.83
[17 empty] | Electricity | 43% | 1.71
Table 85. Low Flow Faucet Aerator ISRs
[17 empty] | Program Delivery Type | ISR
[17 empty] | Direct Install | 100%
[17 empty] | New Construction | 100%
[17 empty] | Free Products | 62%
[17 empty] | Dropship | 90%

## RE_DOHW_LFSH
Characterization: | RE_DOHW_LFSH
Residential Low Flow Showerheads
Assumptions:
▪ Average water heating fuel mix in Table 87
▪ Water heater efficiencies per Table 87
▪ Building type is unknown
▪ Hot water heating fuel is unknown/not collected
helper row
[7 empty] | 2025 First Year Savings | Affected Fuel Adders |  | Mixed Baseline Scenario Adders | [20 empty] | Lifecycle Carbon Intensity - With Adder (gCO2e/MJ) | [25 empty] | Lifetime CO2e Reductions, Total [g]
Program Delivery Type | Baseline Condition | Proposed Condition | Existing DHW Fuel | Lifetime CO2e Reductions, Thermal [g] | Lifetime CO2e Reductions, Total [g] | Lifetime Credits | ΔCO2e | CI' | TDL | TDLelec | TDLng | CI' prop | CI' oil | CI' wood | ΔEwhl [MJ] | Measure Life | Water Heating Fuel | GPMBase | GPMLow | Minutes/Shower | People/Household | Showers/Person/Day | Days/Year | DR | Showerheads/Home | Tsh | Tinlet | ISR | Specific heat of water | MJ/BTU | 2025 | 2026 | 2027 | 2028 | 2029 | 2030 | 2031 | 2032 | 2033 | 2034 | 2035 | 2036 | 2037 | 2038 | 2039 | 2040 | 2041 | 2042 | 2043 | 2044 | 2045 | 2046 | 2047 | 2048 | 2049 | 2050 | 2025 | 2026 | 2027 | 2028 | 2029 | 2030 | 2031 | 2032 | 2033 | 2034 | 2035 | 2036 | 2037 | 2038 | 2039 | 2040 | 2041 | 2042 | 2043 | 2044 | 2045 | 2046 | 2047 | 2048 | 2049 | 2050
Direct Install | 2.5 GPM showerhead | 1.5 GPM showerhead | Unknown, non-commercial | 366157.1395 | 366157.1395 | 0.36616 | 38735.5723 | 0 | 0% | 4% | 1.4% | 0.32764 | 0.2149 | 1.3777 | 665.0597 | 10 | Unknown | 2.5 | 1.5 | 7.8 | 2.3 | 0.6 | 365 | 70% | 1.79 | 101 | 51.8 | 100% | 8.3 | 0.00106 | blended | blended | blended | blended | blended | blended | blended | blended | blended | blended | blended | blended | blended | blended | blended | blended | blended | blended | blended | blended | blended | blended | blended | blended | blended | blended | 38735.5723 | 38278.0706 | 37820.5688 | 37363.0671 | 36905.5653 | 36325.8626 | 35868.3608 | 35410.8591 | 34953.3574 | 34495.8556 | 0 | 0 | 0 | 0 | 0 | 0 | 0 | 0 | 0 | 0 | 0 | 0 | 0 | 0 | 0 | 0
New Construction | 2.0 GPM showerhead | 1.8 GPM showerhead | Unknown, non-commercial | 73231.4279 | 73231.4279 | 0.073231 | 7747.1145 | 0 | 0% | 4% | 1.4% | 0.32764 | 0.2149 | 1.3777 | 133.0119 | 10 | Unknown | 2 | 1.8 | 7.8 | 2.3 | 0.6 | 365 | 70% | 1.79 | 101 | 51.8 | 100% | 8.3 | 0.00106 | blended | blended | blended | blended | blended | blended | blended | blended | blended | blended | blended | blended | blended | blended | blended | blended | blended | blended | blended | blended | blended | blended | blended | blended | blended | blended | 7747.1145 | 7655.6141 | 7564.1138 | 7472.6134 | 7381.1131 | 7265.1725 | 7173.6722 | 7082.1718 | 6990.6715 | 6899.1711 | 0 | 0 | 0 | 0 | 0 | 0 | 0 | 0 | 0 | 0 | 0 | 0 | 0 | 0 | 0 | 0
Free Products | 2.5 GPM showerhead | 1.5 GPM showerhead | Unknown, non-commercial | 205047.9981 | 205047.9981 | 0.20505 | 21691.9205 | 0 | 0% | 4% | 1.4% | 0.32764 | 0.2149 | 1.3777 | 372.4334 | 10 | Unknown | 2.5 | 1.5 | 7.8 | 2.3 | 0.6 | 365 | 70% | 1.79 | 101 | 51.8 | 56% | 8.3 | 0.00106 | blended | blended | blended | blended | blended | blended | blended | blended | blended | blended | blended | blended | blended | blended | blended | blended | blended | blended | blended | blended | blended | blended | blended | blended | blended | blended | 21691.9205 | 21435.7195 | 21179.5185 | 20923.3176 | 20667.1166 | 20342.483 | 20086.2821 | 19830.0811 | 19573.8801 | 19317.6791 | 0 | 0 | 0 | 0 | 0 | 0 | 0 | 0 | 0 | 0 | 0 | 0 | 0 | 0 | 0 | 0
Dropship | 2.5 GPM showerhead | 1.5 GPM showerhead | Unknown, non-commercial | 329541.4256 | 329541.4256 | 0.32954 | 34862.0151 | 0 | 0% | 4% | 1.4% | 0.32764 | 0.2149 | 1.3777 | 598.5537 | 10 | Unknown | 2.5 | 1.5 | 7.8 | 2.3 | 0.6 | 365 | 70% | 1.79 | 101 | 51.8 | 90% | 8.3 | 0.00106 | blended | blended | blended | blended | blended | blended | blended | blended | blended | blended | blended | blended | blended | blended | blended | blended | blended | blended | blended | blended | blended | blended | blended | blended | blended | blended | 34862.0151 | 34450.2635 | 34038.5119 | 33626.7604 | 33215.0088 | 32693.2763 | 32281.5247 | 31869.7732 | 31458.0216 | 31046.2701 | 0 | 0 | 0 | 0 | 0 | 0 | 0 | 0 | 0 | 0 | 0 | 0 | 0 | 0 | 0 | 0
Table 87. Vermont Water Heating Fuel Mix and Average Recovery Efficiency, Residential Buildings
[16 empty] | Water Heating Fuel | Fuel Mix | Average Recovery Efficiency (ηave,RE)
[16 empty] | Oil | 9% | 0.83
[16 empty] | Propane (LP) | 24% | 0.83
[16 empty] | Natural Gas | 23% | 0.83
[16 empty] | Electricity | 43% | 1.71
Table 88. Low Flow Showerhead ISRs
[16 empty] | Program Delivery Type | ISR
[16 empty] | Direct Install | 100%
[16 empty] | New Construction | 100%
[16 empty] | Free Products | 56%
[16 empty] | Dropship | 90%

## RE_DOHW_SOWH
Characterization: | RE_DOHW_SOWH
Residential Solar Water Heaters
Assumptions:
▪ Baseline and backup water heater fuels are the same
▪ Baseline water heater efficiency by fuel per Table 90
helper row
[6 empty] | 2025 First Year Savings |  |  |  | Affected Fuel Adders |  | Mixed Baseline Scenario Adders | [11 empty] | Affected Fuel Lifecycle Carbon Intensity - With Adder (gCO2e/MJ) | [25 empty] | Lifetime CO2e Reductions, Total [g]
Backup Fuel | SUEF Range | Assumed SUEF | Lifetime CO2e Reductions, Thermal [g] | Lifetime CO2e Reductions, Total [g] | Lifetime Credits | ΔCO2e | ΔCO2edirect | CO2ebase | CO2eSWH | TDL | CI' | TDLelec | TDLng | CI' prop | CI' oil | CI' wood | Ebase [MJ] | ESWH [MJ] | Measure Life |  | Qload [MJ] | UEF | SUEF | 2025 | 2026 | 2027 | 2028 | 2029 | 2030 | 2031 | 2032 | 2033 | 2034 | 2035 | 2036 | 2037 | 2038 | 2039 | 2040 | 2041 | 2042 | 2043 | 2044 | 2045 | 2046 | 2047 | 2048 | 2049 | 2050 | 2025 | 2026 | 2027 | 2028 | 2029 | 2030 | 2031 | 2032 | 2033 | 2034 | 2035 | 2036 | 2037 | 2038 | 2039 | 2040 | 2041 | 2042 | 2043 | 2044 | 2045 | 2046 | 2047 | 2048 | 2049 | 2050
Oil | 1.0 to < 1.5 | 1.25 | 17249868.5699 | 17249868.5699 | 17.2499 | 867186.7355 | 867186.7355 | 1505532.527 | 638345.7914 | 0% | 0.2149 | 4% | 1.4% | 0.32764 | 0.2149 | 1.3777 | 17992.4528 | 7628.8 | 20 |  | 9536 | 0.53 | 1.25 | 83.6758 | 83.6758 | 83.6758 | 83.6758 | 83.6758 | 83.1407 | 83.1407 | 83.1407 | 83.1407 | 83.1407 | 83.0516 | 83.0516 | 83.0516 | 83.0516 | 83.0516 | 83.0236 | 83.0236 | 83.0236 | 83.0236 | 83.0236 | 0 | 0 | 0 | 0 | 0 | 0 | 867186.7355 | 867186.7355 | 867186.7355 | 867186.7355 | 867186.7355 | 861641.1529 | 861641.1529 | 861641.1529 | 861641.1529 | 861641.1529 | 860717.7246 | 860717.7246 | 860717.7246 | 860717.7246 | 860717.7246 | 860428.101 | 860428.101 | 860428.101 | 860428.101 | 860428.101 | 0 | 0 | 0 | 0 | 0 | 0
Oil | 1.5 to < 2.0 | 1.75 | 20877817.1183 | 20877817.1183 | 20.8778 | 1049571.2474 | 1049571.2474 | 1505532.527 | 455961.2796 | 0% | 0.2149 | 4% | 1.4% | 0.32764 | 0.2149 | 1.3777 | 17992.4528 | 5449.1429 | 20 |  | 9536 | 0.53 | 1.75 | 83.6758 | 83.6758 | 83.6758 | 83.6758 | 83.6758 | 83.1407 | 83.1407 | 83.1407 | 83.1407 | 83.1407 | 83.0516 | 83.0516 | 83.0516 | 83.0516 | 83.0516 | 83.0236 | 83.0236 | 83.0236 | 83.0236 | 83.0236 | 0 | 0 | 0 | 0 | 0 | 0 | 1049571.2474 | 1049571.2474 | 1049571.2474 | 1049571.2474 | 1049571.2474 | 1042859.3318 | 1042859.3318 | 1042859.3318 | 1042859.3318 | 1042859.3318 | 1041741.6905 | 1041741.6905 | 1041741.6905 | 1041741.6905 | 1041741.6905 | 1041391.1539 | 1041391.1539 | 1041391.1539 | 1041391.1539 | 1041391.1539 | 0 | 0 | 0 | 0 | 0 | 0
Oil | 2 to < 2.5 | 2.25 | 22893344.0896 | 22893344.0896 | 22.8933 | 1150895.9762 | 1150895.9762 | 1505532.527 | 354636.5508 | 0% | 0.2149 | 4% | 1.4% | 0.32764 | 0.2149 | 1.3777 | 17992.4528 | 4238.2222 | 20 |  | 9536 | 0.53 | 2.25 | 83.6758 | 83.6758 | 83.6758 | 83.6758 | 83.6758 | 83.1407 | 83.1407 | 83.1407 | 83.1407 | 83.1407 | 83.0516 | 83.0516 | 83.0516 | 83.0516 | 83.0516 | 83.0236 | 83.0236 | 83.0236 | 83.0236 | 83.0236 | 0 | 0 | 0 | 0 | 0 | 0 | 1150895.9762 | 1150895.9762 | 1150895.9762 | 1150895.9762 | 1150895.9762 | 1143536.0979 | 1143536.0979 | 1143536.0979 | 1143536.0979 | 1143536.0979 | 1142310.5605 | 1142310.5605 | 1142310.5605 | 1142310.5605 | 1142310.5605 | 1141926.1834 | 1141926.1834 | 1141926.1834 | 1141926.1834 | 1141926.1834 | 0 | 0 | 0 | 0 | 0 | 0
Oil | 2.5 or greater | 3 | 24656930.1896 | 24656930.1896 | 24.6569 | 1239555.1139 | 1239555.1139 | 1505532.527 | 265977.4131 | 0% | 0.2149 | 4% | 1.4% | 0.32764 | 0.2149 | 1.3777 | 17992.4528 | 3178.6667 | 20 |  | 9536 | 0.53 | 3 | 83.6758 | 83.6758 | 83.6758 | 83.6758 | 83.6758 | 83.1407 | 83.1407 | 83.1407 | 83.1407 | 83.1407 | 83.0516 | 83.0516 | 83.0516 | 83.0516 | 83.0516 | 83.0236 | 83.0236 | 83.0236 | 83.0236 | 83.0236 | 0 | 0 | 0 | 0 | 0 | 0 | 1239555.1139 | 1239555.1139 | 1239555.1139 | 1239555.1139 | 1239555.1139 | 1231628.2683 | 1231628.2683 | 1231628.2683 | 1231628.2683 | 1231628.2683 | 1230308.3217 | 1230308.3217 | 1230308.3217 | 1230308.3217 | 1230308.3217 | 1229894.3341 | 1229894.3341 | 1229894.3341 | 1229894.3341 | 1229894.3341 | 0 | 0 | 0 | 0 | 0 | 0
Natural Gas | 1.0 to < 1.5 | 1.25 | 10672003.2022 | 10672003.2022 | 10.672 | 534071.6005 | 534071.6005 | 1027060.7702 | 492989.1697 | 1.4% | 0 | 4% | 1.4% | 0.32764 | 0.2149 | 1.3777 | 15893.3333 | 7628.8 | 20 |  | 9536 | 0.6 | 1.25 | 63.7174 | 63.7174 | 63.7174 | 63.7174 | 63.7174 | 63.6511 | 63.6511 | 63.6511 | 63.6511 | 63.6511 | 63.6399 | 63.6399 | 63.6399 | 63.6399 | 63.6399 | 63.6363 | 63.6363 | 63.6363 | 63.6363 | 63.6363 | 0 | 0 | 0 | 0 | 0 | 0 | 534071.6005 | 534071.6005 | 534071.6005 | 534071.6005 | 534071.6005 | 533515.758 | 533515.758 | 533515.758 | 533515.758 | 533515.758 | 533421.719 | 533421.719 | 533421.719 | 533421.719 | 533421.719 | 533391.563 | 533391.563 | 533391.563 | 533391.563 | 533391.563 | 0 | 0 | 0 | 0 | 0 | 0
Natural Gas | 1.5 to < 2.0 | 1.75 | 13486597.4534 | 13486597.4534 | 13.4866 | 674925.649 | 674925.649 | 1027060.7702 | 352135.1212 | 1.4% | 0 | 4% | 1.4% | 0.32764 | 0.2149 | 1.3777 | 15893.3333 | 5449.1429 | 20 |  | 9536 | 0.6 | 1.75 | 63.7174 | 63.7174 | 63.7174 | 63.7174 | 63.7174 | 63.6511 | 63.6511 | 63.6511 | 63.6511 | 63.6511 | 63.6399 | 63.6399 | 63.6399 | 63.6399 | 63.6399 | 63.6363 | 63.6363 | 63.6363 | 63.6363 | 63.6363 | 0 | 0 | 0 | 0 | 0 | 0 | 674925.649 | 674925.649 | 674925.649 | 674925.649 | 674925.649 | 674223.2107 | 674223.2107 | 674223.2107 | 674223.2107 | 674223.2107 | 674104.3701 | 674104.3701 | 674104.3701 | 674104.3701 | 674104.3701 | 674066.261 | 674066.261 | 674066.261 | 674066.261 | 674066.261 | 0 | 0 | 0 | 0 | 0 | 0
Natural Gas | 2 to < 2.5 | 2.25 | 15050260.9262 | 15050260.9262 | 15.0503 | 753177.8981 | 753177.8981 | 1027060.7702 | 273882.872 | 1.4% | 0 | 4% | 1.4% | 0.32764 | 0.2149 | 1.3777 | 15893.3333 | 4238.2222 | 20 |  | 9536 | 0.6 | 2.25 | 63.7174 | 63.7174 | 63.7174 | 63.7174 | 63.7174 | 63.6511 | 63.6511 | 63.6511 | 63.6511 | 63.6511 | 63.6399 | 63.6399 | 63.6399 | 63.6399 | 63.6399 | 63.6363 | 63.6363 | 63.6363 | 63.6363 | 63.6363 | 0 | 0 | 0 | 0 | 0 | 0 | 753177.8981 | 753177.8981 | 753177.8981 | 753177.8981 | 753177.8981 | 752394.0177 | 752394.0177 | 752394.0177 | 752394.0177 | 752394.0177 | 752261.3985 | 752261.3985 | 752261.3985 | 752261.3985 | 752261.3985 | 752218.8709 | 752218.8709 | 752218.8709 | 752218.8709 | 752218.8709 | 0 | 0 | 0 | 0 | 0 | 0
Natural Gas | 2.5 or greater | 3 | 16418466.465 | 16418466.465 | 16.4185 | 821648.6161 | 821648.6161 | 1027060.7702 | 205412.154 | 1.4% | 0 | 4% | 1.4% | 0.32764 | 0.2149 | 1.3777 | 15893.3333 | 3178.6667 | 20 |  | 9536 | 0.6 | 3 | 63.7174 | 63.7174 | 63.7174 | 63.7174 | 63.7174 | 63.6511 | 63.6511 | 63.6511 | 63.6511 | 63.6511 | 63.6399 | 63.6399 | 63.6399 | 63.6399 | 63.6399 | 63.6363 | 63.6363 | 63.6363 | 63.6363 | 63.6363 | 0 | 0 | 0 | 0 | 0 | 0 | 821648.6161 | 821648.6161 | 821648.6161 | 821648.6161 | 821648.6161 | 820793.4738 | 820793.4738 | 820793.4738 | 820793.4738 | 820793.4738 | 820648.7984 | 820648.7984 | 820648.7984 | 820648.7984 | 820648.7984 | 820602.4046 | 820602.4046 | 820602.4046 | 820602.4046 | 820602.4046 | 0 | 0 | 0 | 0 | 0 | 0
Propane | 1.0 to < 1.5 | 1.25 | 12163745.9397 | 12163745.9397 | 12.1637 | 610788.9567 | 610788.9567 | 1174594.1474 | 563805.1908 | 0% | 0.32764 | 4% | 1.4% | 0.32764 | 0.2149 | 1.3777 | 15893.3333 | 7628.8 | 20 |  | 9536 | 0.6 | 1.25 | 73.9048 | 73.9048 | 73.9048 | 73.9048 | 73.9048 | 73.5345 | 73.5345 | 73.5345 | 73.5345 | 73.5345 | 73.4701 | 73.4701 | 73.4701 | 73.4701 | 73.4701 | 73.4507 | 73.4507 | 73.4507 | 73.4507 | 73.4507 | 0 | 0 | 0 | 0 | 0 | 0 | 610788.9567 | 610788.9567 | 610788.9567 | 610788.9567 | 610788.9567 | 607728.3241 | 607728.3241 | 607728.3241 | 607728.3241 | 607728.3241 | 607195.7368 | 607195.7368 | 607195.7368 | 607195.7368 | 607195.7368 | 607036.1703 | 607036.1703 | 607036.1703 | 607036.1703 | 607036.1703 | 0 | 0 | 0 | 0 | 0 | 0
Propane | 1.5 to < 2.0 | 1.75 | 15371766.8469 | 15371766.8469 | 15.3718 | 771876.154 | 771876.154 | 1174594.1474 | 402717.9934 | 0% | 0.32764 | 4% | 1.4% | 0.32764 | 0.2149 | 1.3777 | 15893.3333 | 5449.1429 | 20 |  | 9536 | 0.6 | 1.75 | 73.9048 | 73.9048 | 73.9048 | 73.9048 | 73.9048 | 73.5345 | 73.5345 | 73.5345 | 73.5345 | 73.5345 | 73.4701 | 73.4701 | 73.4701 | 73.4701 | 73.4701 | 73.4507 | 73.4507 | 73.4507 | 73.4507 | 73.4507 | 0 | 0 | 0 | 0 | 0 | 0 | 771876.154 | 771876.154 | 771876.154 | 771876.154 | 771876.154 | 768008.3217 | 768008.3217 | 768008.3217 | 768008.3217 | 768008.3217 | 767335.2718 | 767335.2718 | 767335.2718 | 767335.2718 | 767335.2718 | 767133.6218 | 767133.6218 | 767133.6218 | 767133.6218 | 767133.6218 | 0 | 0 | 0 | 0 | 0 | 0
Propane | 2 to < 2.5 | 2.25 | 17154000.6842 | 17154000.6842 | 17.154 | 861369.0414 | 861369.0414 | 1174594.1474 | 313225.106 | 0% | 0.32764 | 4% | 1.4% | 0.32764 | 0.2149 | 1.3777 | 15893.3333 | 4238.2222 | 20 |  | 9536 | 0.6 | 2.25 | 73.9048 | 73.9048 | 73.9048 | 73.9048 | 73.9048 | 73.5345 | 73.5345 | 73.5345 | 73.5345 | 73.5345 | 73.4701 | 73.4701 | 73.4701 | 73.4701 | 73.4701 | 73.4507 | 73.4507 | 73.4507 | 73.4507 | 73.4507 | 0 | 0 | 0 | 0 | 0 | 0 | 861369.0414 | 861369.0414 | 861369.0414 | 861369.0414 | 861369.0414 | 857052.7648 | 857052.7648 | 857052.7648 | 857052.7648 | 857052.7648 | 856301.6802 | 856301.6802 | 856301.6802 | 856301.6802 | 856301.6802 | 856076.6505 | 856076.6505 | 856076.6505 | 856076.6505 | 856076.6505 | 0 | 0 | 0 | 0 | 0 | 0
Propane | 2.5 or greater | 3 | 18713455.2919 | 18713455.2919 | 18.7135 | 939675.3179 | 939675.3179 | 1174594.1474 | 234918.8295 | 0% | 0.32764 | 4% | 1.4% | 0.32764 | 0.2149 | 1.3777 | 15893.3333 | 3178.6667 | 20 |  | 9536 | 0.6 | 3 | 73.9048 | 73.9048 | 73.9048 | 73.9048 | 73.9048 | 73.5345 | 73.5345 | 73.5345 | 73.5345 | 73.5345 | 73.4701 | 73.4701 | 73.4701 | 73.4701 | 73.4701 | 73.4507 | 73.4507 | 73.4507 | 73.4507 | 73.4507 | 0 | 0 | 0 | 0 | 0 | 0 | 939675.3179 | 939675.3179 | 939675.3179 | 939675.3179 | 939675.3179 | 934966.6525 | 934966.6525 | 934966.6525 | 934966.6525 | 934966.6525 | 934147.2874 | 934147.2874 | 934147.2874 | 934147.2874 | 934147.2874 | 933901.8005 | 933901.8005 | 933901.8005 | 933901.8005 | 933901.8005 | 0 | 0 | 0 | 0 | 0 | 0
Electricity | 1.0 to < 1.5 | 1.25 | 1067683.6349 | 1067683.6349 | 1.0677 | 107656.7193 | 107656.7193 | 407790.6035 | 300133.8842 | 4% | 0 | 4% | 1.4% | 0.32764 | 0.2149 | 1.3777 | 10365.2174 | 7628.8 | 20 |  | 9536 | 0.92 | 1.25 | 37.7685 | 35.1423 | 32.5161 | 29.8899 | 27.2636 | 24.6374 | 22.0112 | 19.385 | 16.7588 | 14.1326 | 11.5063 | 11.5063 | 11.5063 | 11.5063 | 11.5063 | 11.5063 | 11.5063 | 11.5063 | 11.5063 | 11.5063 | 0 | 0 | 0 | 0 | 0 | 0 | 107656.7193 | 100170.8521 | 92684.9848 | 85199.1176 | 77713.2503 | 70227.3831 | 62741.5158 | 55255.6486 | 47769.7813 | 40283.9141 | 32798.0468 | 32798.0468 | 32798.0468 | 32798.0468 | 32798.0468 | 32798.0468 | 32798.0468 | 32798.0468 | 32798.0468 | 32798.0468 | 0 | 0 | 0 | 0 | 0 | 0
Electricity | 1.5 to < 2.0 | 1.75 | 1918132.9372 | 1918132.9372 | 1.9181 | 193409.2577 | 193409.2577 | 407790.6035 | 214381.3458 | 4% | 0 | 4% | 1.4% | 0.32764 | 0.2149 | 1.3777 | 10365.2174 | 5449.1429 | 20 |  | 9536 | 0.92 | 1.75 | 37.7685 | 35.1423 | 32.5161 | 29.8899 | 27.2636 | 24.6374 | 22.0112 | 19.385 | 16.7588 | 14.1326 | 11.5063 | 11.5063 | 11.5063 | 11.5063 | 11.5063 | 11.5063 | 11.5063 | 11.5063 | 11.5063 | 11.5063 | 0 | 0 | 0 | 0 | 0 | 0 | 193409.2577 | 179960.6217 | 166511.9857 | 153063.3497 | 139614.7138 | 126166.0778 | 112717.4418 | 99268.8059 | 85820.1699 | 72371.5339 | 58922.8979 | 58922.8979 | 58922.8979 | 58922.8979 | 58922.8979 | 58922.8979 | 58922.8979 | 58922.8979 | 58922.8979 | 58922.8979 | 0 | 0 | 0 | 0 | 0 | 0
Electricity | 2 to < 2.5 | 2.25 | 2390604.7718 | 2390604.7718 | 2.3906 | 241049.5567 | 241049.5567 | 407790.6035 | 166741.0468 | 4% | 0 | 4% | 1.4% | 0.32764 | 0.2149 | 1.3777 | 10365.2174 | 4238.2222 | 20 |  | 9536 | 0.92 | 2.25 | 37.7685 | 35.1423 | 32.5161 | 29.8899 | 27.2636 | 24.6374 | 22.0112 | 19.385 | 16.7588 | 14.1326 | 11.5063 | 11.5063 | 11.5063 | 11.5063 | 11.5063 | 11.5063 | 11.5063 | 11.5063 | 11.5063 | 11.5063 | 0 | 0 | 0 | 0 | 0 | 0 | 241049.5567 | 224288.2715 | 207526.9862 | 190765.7009 | 174004.4157 | 157243.1304 | 140481.8452 | 123720.5599 | 106959.2746 | 90197.9894 | 73436.7041 | 73436.7041 | 73436.7041 | 73436.7041 | 73436.7041 | 73436.7041 | 73436.7041 | 73436.7041 | 73436.7041 | 73436.7041 | 0 | 0 | 0 | 0 | 0 | 0
Electricity | 2.5 or greater | 3 | 2804017.6271 | 2804017.6271 | 2.804 | 282734.8184 | 282734.8184 | 407790.6035 | 125055.7851 | 4% | 0 | 4% | 1.4% | 0.32764 | 0.2149 | 1.3777 | 10365.2174 | 3178.6667 | 20 |  | 9536 | 0.92 | 3 | 37.7685 | 35.1423 | 32.5161 | 29.8899 | 27.2636 | 24.6374 | 22.0112 | 19.385 | 16.7588 | 14.1326 | 11.5063 | 11.5063 | 11.5063 | 11.5063 | 11.5063 | 11.5063 | 11.5063 | 11.5063 | 11.5063 | 11.5063 | 0 | 0 | 0 | 0 | 0 | 0 | 282734.8184 | 263074.965 | 243415.1116 | 223755.2583 | 204095.4049 | 184435.5515 | 164775.6981 | 145115.8447 | 125455.9913 | 105796.1379 | 86136.2845 | 86136.2845 | 86136.2845 | 86136.2845 | 86136.2845 | 86136.2845 | 86136.2845 | 86136.2845 | 86136.2845 | 86136.2845 | 0 | 0 | 0 | 0 | 0 | 0
Unknown, non-commercial | 1.0 to < 1.5 | 1.25 | 7839111.8504 | 7839111.8504 | 7.8391 | 416169.5692 | 416169.5692 | 866809.8741 | 450640.3049 | 0% | 0 | 4% | 1.4% | 0.32764 | 0.2149 | 1.3777 | blended | 7628.8 | 20 |  | 9536 | blended | 1.25 | blended | blended | blended | blended | blended | blended | blended | blended | blended | blended | blended | blended | blended | blended | blended | blended | blended | blended | blended | blended | 0 | 0 | 0 | 0 | 0 | 0 | 416169.5692 | 413025.505 | 409881.4407 | 406737.3765 | 403593.3122 | 398776.4551 | 395632.3909 | 392488.3266 | 389344.2624 | 386200.1981 | 382770.023 | 382770.023 | 382770.023 | 382770.023 | 382770.023 | 382682.5797 | 382682.5797 | 382682.5797 | 382682.5797 | 382682.5797 | 0 | 0 | 0 | 0 | 0 | 0
Unknown, non-commercial | 1.5 to < 2.0 | 1.75 | 10044130.7256 | 10044130.7256 | 10.0441 | 544923.9421 | 544923.9421 | 866809.8741 | 321885.9321 | 0% | 0 | 4% | 1.4% | 0.32764 | 0.2149 | 1.3777 | blended | 5449.1429 | 20 |  | 9536 | blended | 1.75 | blended | blended | blended | blended | blended | blended | blended | blended | blended | blended | blended | blended | blended | blended | blended | blended | blended | blended | blended | blended | 0 | 0 | 0 | 0 | 0 | 0 | 544923.9421 | 539275.5149 | 533627.0878 | 527978.6607 | 522330.2336 | 514600.4237 | 508951.9966 | 503303.5695 | 497655.1424 | 492006.7153 | 486002.1456 | 486002.1456 | 486002.1456 | 486002.1456 | 486002.1456 | 485893.3422 | 485893.3422 | 485893.3422 | 485893.3422 | 485893.3422 | 0 | 0 | 0 | 0 | 0 | 0
Unknown, non-commercial | 2 to < 2.5 | 2.25 | 11269141.2119 | 11269141.2119 | 11.2691 | 616454.1492 | 616454.1492 | 866809.8741 | 250355.7249 | 0% | 0 | 4% | 1.4% | 0.32764 | 0.2149 | 1.3777 | blended | 4238.2222 | 20 |  | 9536 | blended | 2.25 | blended | blended | blended | blended | blended | blended | blended | blended | blended | blended | blended | blended | blended | blended | blended | blended | blended | blended | blended | blended | 0 | 0 | 0 | 0 | 0 | 0 | 616454.1492 | 609414.4094 | 602374.6696 | 595334.9298 | 588295.1899 | 578947.0729 | 571907.3331 | 564867.5933 | 557827.8535 | 550788.1137 | 543353.3248 | 543353.3248 | 543353.3248 | 543353.3248 | 543353.3248 | 543232.6547 | 543232.6547 | 543232.6547 | 543232.6547 | 543232.6547 | 0 | 0 | 0 | 0 | 0 | 0
Unknown, non-commercial | 2.5 or greater | 3 | 12341025.3874 | 12341025.3874 | 12.341 | 679043.0804 | 679043.0804 | 866809.8741 | 187766.7937 | 0% | 0 | 4% | 1.4% | 0.32764 | 0.2149 | 1.3777 | blended | 3178.6667 | 20 |  | 9536 | blended | 3 | blended | blended | blended | blended | blended | blended | blended | blended | blended | blended | blended | blended | blended | blended | blended | blended | blended | blended | blended | blended | 0 | 0 | 0 | 0 | 0 | 0 | 679043.0804 | 670785.942 | 662528.8036 | 654271.6652 | 646014.5267 | 635250.391 | 626993.2526 | 618736.1142 | 610478.9757 | 602221.8373 | 593535.6066 | 593535.6066 | 593535.6066 | 593535.6066 | 593535.6066 | 593404.5531 | 593404.5531 | 593404.5531 | 593404.5531 | 593404.5531 | 0 | 0 | 0 | 0 | 0 | 0
Table 90. Vermont Water Heating Fuel Mix and Minimum Heating Efficiency, Residential Buildings
[19 empty] | Water Heating Fuel | %FuelWH | Minimum Water Heater Efficiency (UEFmin,fuel)
[19 empty] | Oil | 11% | 0.53
[19 empty] | Propane | 32% | 0.6
[19 empty] | Natural Gas | 15% | 0.6
[19 empty] | Electricity | 42% | 0.92
229158482.7314

## RE_HVAC_ADVT
Characterization: | RE_HVAC_ADVT
Residential Advanced Thermostat
Assumptions:
§ Central heat pump presence unknown
§ Central A/C presence unknown
§ Building type unknown
§ Heating system input capacity:
| Retrofits | 67307
| New Construction | 40237
helper row
[5 empty] | 2025 First Year Savings |  | Affected Fuel Adders |  | Mixed Baseline Scenario Adders | [18 empty] | Lifecycle Carbon Intensity - With Adder (gCO2e/MJ) | [25 empty] | Lifetime CO2e Reductions, Thermal [g] | [25 empty] | Lifetime CO2e Reductions, Total [g]
Decision/Action Type | Heating Fuel | Lifetime CO2e Reductions, Thermal [g] | Lifetime CO2e Reductions, Total [g] | Lifetime Credits | ΔCO2e_heat | ΔCO2e_cool | CI' | TDL | TDLelec | TDLng | CI' oil | CI' prop | CI' wood | ΔEheat [MJ] | ΔEcool [MJ] | Measure Life | Fuel Type | EFLHheat | EFLHcool | Btuhin,heat | Btuhout,cool | COPcool | SFheat | SFcool | %CHP | %Cool | MJ/BTU | 2025 | 2026 | 2027 | 2028 | 2029 | 2030 | 2031 | 2032 | 2033 | 2034 | 2035 | 2036 | 2037 | 2038 | 2039 | 2040 | 2041 | 2042 | 2043 | 2044 | 2045 | 2046 | 2047 | 2048 | 2049 | 2050 | 2025 | 2026 | 2027 | 2028 | 2029 | 2030 | 2031 | 2032 | 2033 | 2034 | 2035 | 2036 | 2037 | 2038 | 2039 | 2040 | 2041 | 2042 | 2043 | 2044 | 2045 | 2046 | 2047 | 2048 | 2049 | 2050 | 2025 | 2026 | 2027 | 2028 | 2029 | 2030 | 2031 | 2032 | 2033 | 2034 | 2035 | 2036 | 2037 | 2038 | 2039 | 2040 | 2041 | 2042 | 2043 | 2044 | 2045 | 2046 | 2047 | 2048 | 2049 | 2050
Retrofit | Oil | 3890332.5054 | 3896318.4149 | 3.8903 | 390281.1573 | 871.1919 | 0.2149 | 0% | 4% | 1.4% | 0.2149 | 0.32764 | 1.3777 | 4664.207 | 22.1439 | 10 | Delivered | 878 | 375 | 67307 | 35334 | 3.72 | 0.077 | 0.085 | 0.033 | 0.069 | 0.00106 | 83.6758 | 83.6758 | 83.6758 | 83.6758 | 83.6758 | 83.1407 | 83.1407 | 83.1407 | 83.1407 | 83.1407 | 0 | 0 | 0 | 0 | 0 | 0 | 0 | 0 | 0 | 0 | 0 | 0 | 0 | 0 | 0 | 0 | 390281.1573 | 390281.1573 | 390281.1573 | 390281.1573 | 390281.1573 | 387785.3437 | 387785.3437 | 387785.3437 | 387785.3437 | 387785.3437 | 0 | 0 | 0 | 0 | 0 | 0 | 0 | 0 | 0 | 0 | 0 | 0 | 0 | 0 | 0 | 0 | 391152.3492 | 391091.7712 | 391031.1932 | 390970.6153 | 390910.0373 | 388353.6457 | 388293.0677 | 388232.4898 | 388171.9118 | 388111.3338 | 0 | 0 | 0 | 0 | 0 | 0 | 0 | 0 | 0 | 0 | 0 | 0 | 0 | 0 | 0 | 0
| Propane | 3438437.8229 | 3444423.7325 | 3.4384 | 344707.4381 | 871.1919 | 0.32764 | 0% | 4% | 1.4% | 0.2149 | 0.32764 | 1.3777 | 4664.207 | 22.1439 | 10 | Delivered | 878 | 375 | 67307 | 35334 | 3.72 | 0.077 | 0.085 | 0.033 | 0.069 | 0.00106 | 73.9048 | 73.9048 | 73.9048 | 73.9048 | 73.9048 | 73.5345 | 73.5345 | 73.5345 | 73.5345 | 73.5345 | 0 | 0 | 0 | 0 | 0 | 0 | 0 | 0 | 0 | 0 | 0 | 0 | 0 | 0 | 0 | 0 | 344707.4381 | 344707.4381 | 344707.4381 | 344707.4381 | 344707.4381 | 342980.1265 | 342980.1265 | 342980.1265 | 342980.1265 | 342980.1265 | 0 | 0 | 0 | 0 | 0 | 0 | 0 | 0 | 0 | 0 | 0 | 0 | 0 | 0 | 0 | 0 | 345578.6299 | 345518.0519 | 345457.474 | 345396.896 | 345336.318 | 343548.4285 | 343487.8505 | 343427.2725 | 343366.6946 | 343306.1166 | 0 | 0 | 0 | 0 | 0 | 0 | 0 | 0 | 0 | 0 | 0 | 0 | 0 | 0 | 0 | 0
| Natural Gas | 3012540.5774 | 3018526.487 | 3.0125 | 301410.9065 | 871.1919 | 0 | 1.4% | 4% | 1.4% | 0.2149 | 0.32764 | 1.3777 | 4664.207 | 22.1439 | 10 | Natural Gas | 878 | 375 | 67307 | 35334 | 3.72 | 0.077 | 0.085 | 0.033 | 0.069 | 0.00106 | 63.7174 | 63.7174 | 63.7174 | 63.7174 | 63.7174 | 63.6511 | 63.6511 | 63.6511 | 63.6511 | 63.6511 | 0 | 0 | 0 | 0 | 0 | 0 | 0 | 0 | 0 | 0 | 0 | 0 | 0 | 0 | 0 | 0 | 301410.9065 | 301410.9065 | 301410.9065 | 301410.9065 | 301410.9065 | 301097.2089 | 301097.2089 | 301097.2089 | 301097.2089 | 301097.2089 | 0 | 0 | 0 | 0 | 0 | 0 | 0 | 0 | 0 | 0 | 0 | 0 | 0 | 0 | 0 | 0 | 302282.0984 | 302221.5204 | 302160.9425 | 302100.3645 | 302039.7865 | 301665.5109 | 301604.9329 | 301544.3549 | 301483.777 | 301423.199 | 0 | 0 | 0 | 0 | 0 | 0 | 0 | 0 | 0 | 0 | 0 | 0 | 0 | 0 | 0 | 0
| Electricity | 1260819.5963 | 1266805.5058 | 1.2608 | 183500.2302 | 871.1919 | 0 | 4% | 4% | 1.4% | 0.2149 | 0.32764 | 1.3777 | 4664.207 | 22.1439 | 10 | Electricity | 878 | 375 | 67307 | 35334 | 3.72 | 0.077 | 0.085 | 0.033 | 0.069 | 0.00106 | 37.7685 | 35.1423 | 32.5161 | 29.8899 | 27.2636 | 24.6374 | 22.0112 | 19.385 | 16.7588 | 14.1326 | 0 | 0 | 0 | 0 | 0 | 0 | 0 | 0 | 0 | 0 | 0 | 0 | 0 | 0 | 0 | 0 | 183500.2302 | 170740.6145 | 157980.9988 | 145221.3831 | 132461.7675 | 119702.1518 | 106942.5361 | 94182.9204 | 81423.3048 | 68663.6891 | 0 | 0 | 0 | 0 | 0 | 0 | 0 | 0 | 0 | 0 | 0 | 0 | 0 | 0 | 0 | 0 | 184371.422 | 171551.2284 | 158731.0347 | 145910.8411 | 133090.6474 | 120270.4538 | 107450.2601 | 94630.0664 | 81809.8728 | 68989.6791 | 0 | 0 | 0 | 0 | 0 | 0 | 0 | 0 | 0 | 0 | 0 | 0 | 0 | 0 | 0 | 0
| Wood, commercial | 1759318.3651 | 1765304.2747 | 1.7593 | 176196.519 | 871.1919 | 1.3777 | 0% | 4% | 1.4% | 0.2149 | 0.32764 | 1.3777 | 4664.207 | 22.1439 | 10 | Delivered | 878 | 375 | 67307 | 35334 | 3.72 | 0.077 | 0.085 | 0.033 | 0.069 | 0.00106 | 37.7763 | 37.7763 | 37.7763 | 37.7763 | 37.7763 | 37.6628 | 37.6628 | 37.6628 | 37.6628 | 37.6628 | 0 | 0 | 0 | 0 | 0 | 0 | 0 | 0 | 0 | 0 | 0 | 0 | 0 | 0 | 0 | 0 | 176196.519 | 176196.519 | 176196.519 | 176196.519 | 176196.519 | 175667.154 | 175667.154 | 175667.154 | 175667.154 | 175667.154 | 0 | 0 | 0 | 0 | 0 | 0 | 0 | 0 | 0 | 0 | 0 | 0 | 0 | 0 | 0 | 0 | 177067.7109 | 177007.1329 | 176946.5549 | 176885.977 | 176825.399 | 176235.456 | 176174.878 | 176114.3 | 176053.722 | 175993.144 | 0 | 0 | 0 | 0 | 0 | 0 | 0 | 0 | 0 | 0 | 0 | 0 | 0 | 0 | 0 | 0
| Unknown, non-commercial | 3182527.7331 | 3188513.6426 | 3.1825 | 323563.1841 | 871.1919 | 0 | 0% | 4% | 1.4% | 0.2149 | 0.32764 | 1.3777 | 4664.207 | 22.1439 | 10 | Unknown | 878 | 375 | 67307 | 35334 | 3.72 | 0.077 | 0.085 | 0.033 | 0.069 | 0.00106 | blended | blended | blended | blended | blended | blended | blended | blended | blended | blended | 0 | 0 | 0 | 0 | 0 | 0 | 0 | 0 | 0 | 0 | 0 | 0 | 0 | 0 | 0 | 0 | 323563.1841 | 322542.4149 | 321521.6456 | 320500.8763 | 319443.0515 | 317037.9305 | 316017.1613 | 314996.392 | 313975.6228 | 312929.4541 | 0 | 0 | 0 | 0 | 0 | 0 | 0 | 0 | 0 | 0 | 0 | 0 | 0 | 0 | 0 | 0 | 324434.376 | 323353.0287 | 322271.6815 | 321190.3343 | 320071.9315 | 317606.2325 | 316524.8852 | 315443.538 | 314362.1908 | 313255.4442 | 0 | 0 | 0 | 0 | 0 | 0 | 0 | 0 | 0 | 0 | 0 | 0 | 0 | 0 | 0 | 0
New Construction | Oil | 1515948.7333 | 1545682.3573 | 1.5159 | 152081.1461 | 4327.4445 | 0.2149 | 0% | 4% | 1.4% | 0.2149 | 0.32764 | 1.3777 | 1817.505 | 109.9949 | 10 | Delivered | 855 | 375 | 40237 | 35334 | 4.45 | 0.056 | 0.085 | 0.11 | 0.41 | 0.00106 | 83.6758 | 83.6758 | 83.6758 | 83.6758 | 83.6758 | 83.1407 | 83.1407 | 83.1407 | 83.1407 | 83.1407 | 0 | 0 | 0 | 0 | 0 | 0 | 0 | 0 | 0 | 0 | 0 | 0 | 0 | 0 | 0 | 0 | 152081.1461 | 152081.1461 | 152081.1461 | 152081.1461 | 152081.1461 | 151108.6006 | 151108.6006 | 151108.6006 | 151108.6006 | 151108.6006 | 0 | 0 | 0 | 0 | 0 | 0 | 0 | 0 | 0 | 0 | 0 | 0 | 0 | 0 | 0 | 0 | 156408.5906 | 156107.6835 | 155806.7763 | 155505.8692 | 155204.9621 | 153931.5094 | 153630.6023 | 153329.6951 | 153028.788 | 152727.8809 | 0 | 0 | 0 | 0 | 0 | 0 | 0 | 0 | 0 | 0 | 0 | 0 | 0 | 0 | 0 | 0
| Propane | 1339858.5995 | 1369592.2235 | 1.3399 | 134322.4013 | 4327.4445 | 0.32764 | 0% | 4% | 1.4% | 0.2149 | 0.32764 | 1.3777 | 1817.505 | 109.9949 | 10 | Delivered | 855 | 375 | 40237 | 35334 | 4.45 | 0.056 | 0.085 | 0.11 | 0.41 | 0.00106 | 73.9048 | 73.9048 | 73.9048 | 73.9048 | 73.9048 | 73.5345 | 73.5345 | 73.5345 | 73.5345 | 73.5345 | 0 | 0 | 0 | 0 | 0 | 0 | 0 | 0 | 0 | 0 | 0 | 0 | 0 | 0 | 0 | 0 | 134322.4013 | 134322.4013 | 134322.4013 | 134322.4013 | 134322.4013 | 133649.3186 | 133649.3186 | 133649.3186 | 133649.3186 | 133649.3186 | 0 | 0 | 0 | 0 | 0 | 0 | 0 | 0 | 0 | 0 | 0 | 0 | 0 | 0 | 0 | 0 | 138649.8458 | 138348.9387 | 138048.0316 | 137747.1244 | 137446.2173 | 136472.2274 | 136171.3203 | 135870.4131 | 135569.506 | 135268.5989 | 0 | 0 | 0 | 0 | 0 | 0 | 0 | 0 | 0 | 0 | 0 | 0 | 0 | 0 | 0 | 0
| Natural Gas | 1173898.9061 | 1203632.5301 | 1.1739 | 117451.01 | 4327.4445 | 0 | 1.4% | 4% | 1.4% | 0.2149 | 0.32764 | 1.3777 | 1817.505 | 109.9949 | 10 | Natural Gas | 855 | 375 | 40237 | 35334 | 4.45 | 0.056 | 0.085 | 0.11 | 0.41 | 0.00106 | 63.7174 | 63.7174 | 63.7174 | 63.7174 | 63.7174 | 63.6511 | 63.6511 | 63.6511 | 63.6511 | 63.6511 | 0 | 0 | 0 | 0 | 0 | 0 | 0 | 0 | 0 | 0 | 0 | 0 | 0 | 0 | 0 | 0 | 117451.01 | 117451.01 | 117451.01 | 117451.01 | 117451.01 | 117328.7712 | 117328.7712 | 117328.7712 | 117328.7712 | 117328.7712 | 0 | 0 | 0 | 0 | 0 | 0 | 0 | 0 | 0 | 0 | 0 | 0 | 0 | 0 | 0 | 0 | 121778.4545 | 121477.5474 | 121176.6402 | 120875.7331 | 120574.826 | 120151.6801 | 119850.7729 | 119549.8658 | 119248.9586 | 118948.0515 | 0 | 0 | 0 | 0 | 0 | 0 | 0 | 0 | 0 | 0 | 0 | 0 | 0 | 0 | 0 | 0
| Electricity | 491304.5009 | 521038.1249 | 0.4913 | 71504.6699 | 4327.4445 | 0 | 4% | 4% | 1.4% | 0.2149 | 0.32764 | 1.3777 | 1817.505 | 109.9949 | 10 | Electricity | 855 | 375 | 40237 | 35334 | 4.45 | 0.056 | 0.085 | 0.11 | 0.41 | 0.00106 | 37.7685 | 35.1423 | 32.5161 | 29.8899 | 27.2636 | 24.6374 | 22.0112 | 19.385 | 16.7588 | 14.1326 | 0 | 0 | 0 | 0 | 0 | 0 | 0 | 0 | 0 | 0 | 0 | 0 | 0 | 0 | 0 | 0 | 71504.6699 | 66532.621 | 61560.5722 | 56588.5234 | 51616.4745 | 46644.4257 | 41672.3768 | 36700.328 | 31728.2791 | 26756.2303 | 0 | 0 | 0 | 0 | 0 | 0 | 0 | 0 | 0 | 0 | 0 | 0 | 0 | 0 | 0 | 0 | 75832.1144 | 70559.1584 | 65286.2024 | 60013.2465 | 54740.2905 | 49467.3345 | 44194.3785 | 38921.4225 | 33648.4666 | 28375.5106 | 0 | 0 | 0 | 0 | 0 | 0 | 0 | 0 | 0 | 0 | 0 | 0 | 0 | 0 | 0 | 0
| Wood, commercial | 685554.8834 | 715288.5074 | 0.68555 | 68658.6274 | 4327.4445 | 1.3777 | 0% | 4% | 1.4% | 0.2149 | 0.32764 | 1.3777 | 1817.505 | 109.9949 | 10 | Delivered | 855 | 375 | 40237 | 35334 | 4.45 | 0.056 | 0.085 | 0.11 | 0.41 | 0.00106 | 37.7763 | 37.7763 | 37.7763 | 37.7763 | 37.7763 | 37.6628 | 37.6628 | 37.6628 | 37.6628 | 37.6628 | 0 | 0 | 0 | 0 | 0 | 0 | 0 | 0 | 0 | 0 | 0 | 0 | 0 | 0 | 0 | 0 | 68658.6274 | 68658.6274 | 68658.6274 | 68658.6274 | 68658.6274 | 68452.3493 | 68452.3493 | 68452.3493 | 68452.3493 | 68452.3493 | 0 | 0 | 0 | 0 | 0 | 0 | 0 | 0 | 0 | 0 | 0 | 0 | 0 | 0 | 0 | 0 | 72986.0719 | 72685.1648 | 72384.2576 | 72083.3505 | 71782.4433 | 71275.2581 | 70974.351 | 70673.4439 | 70372.5367 | 70071.6296 | 0 | 0 | 0 | 0 | 0 | 0 | 0 | 0 | 0 | 0 | 0 | 0 | 0 | 0 | 0 | 0
| Unknown, non-commercial | 1240137.9263 | 1269871.5503 | 1.2401 | 126083.1043 | 4327.4445 | 0 | 0% | 4% | 1.4% | 0.2149 | 0.32764 | 1.3777 | 1817.505 | 109.9949 | 10 | Unknown | 855 | 375 | 40237 | 35334 | 4.45 | 0.056 | 0.085 | 0.11 | 0.41 | 0.00106 | blended | blended | blended | blended | blended | blended | blended | blended | blended | blended | 0 | 0 | 0 | 0 | 0 | 0 | 0 | 0 | 0 | 0 | 0 | 0 | 0 | 0 | 0 | 0 | 126083.1043 | 125685.3404 | 125287.5765 | 124889.8126 | 124477.6092 | 123540.4039 | 123142.64 | 122744.8761 | 122347.1122 | 121939.4509 | 0 | 0 | 0 | 0 | 0 | 0 | 0 | 0 | 0 | 0 | 0 | 0 | 0 | 0 | 0 | 0 | 130410.5488 | 129711.8778 | 129013.2067 | 128314.5357 | 127601.4252 | 126363.3128 | 125664.6417 | 124965.9707 | 124267.2996 | 123558.7312 | 0 | 0 | 0 | 0 | 0 | 0 | 0 | 0 | 0 | 0 | 0 | 0 | 0 | 0 | 0 | 0
Table 92. Vermont Primary Heating Fuel Mix, Residential Buildings
| Heating Fuel | Single Family | Multifamily | Unknown
| Oil | 45% | 5% | 41%
| Propane | 17% | 5% | 16%
| Natural Gas | 23% | 66% | 27%
| Electricity | 6% | 23% | 8%
| Wood | 8% | 1% | 7%

## RE_HVAC_AWHC
Characterization: | RE_HVAC_AWHC
Residential Advanced Wood Heating - Central Pellet Systems
Assumptions:
▪ Proposed system efficiency is 86% HHV at full load
▪ Wood pellets only
▪ Baseline efficiencies:
▪ MOP: 75% HHV at full load
▪ Retrofit: 65% HHV at full load
▪ Efficient pellet system meets 90% of the annual heating load for Retrofits, and 100% for MOP
helper row
[7 empty] | 2025 First Year Savings | Affected Fuel Adders |  | Mixed Baseline Scenario Adders | [12 empty] | Lifecycle Carbon Intensity - With Adder (gCO2e/MJ) | [25 empty] | Lifetime CO2e Reductions, Total [g]
Decision/Action Type | Capacity Range | Assumed Capacity [Btu/h] | Assumed fuel | Lifetime CO2e Reductions, Thermal Sector [g] | Lifetime CO2e Reductions, Total [g] | Lifetime Credits | ΔCO2e | CI' | TDL | TDLelec | TDLng | CI' oil | CI' prop | CI' wood | ΔEheat [MJ] | Measure Life | Btuh | %Pellet | EFLH | ηeff | ηbase | MJ/BTU | 2025 | 2026 | 2027 | 2028 | 2029 | 2030 | 2031 | 2032 | 2033 | 2034 | 2035 | 2036 | 2037 | 2038 | 2039 | 2040 | 2041 | 2042 | 2043 | 2044 | 2045 | 2046 | 2047 | 2048 | 2049 | 2050 | 2025 | 2026 | 2027 | 2028 | 2029 | 2030 | 2031 | 2032 | 2033 | 2034 | 2035 | 2036 | 2037 | 2038 | 2039 | 2040 | 2041 | 2042 | 2043 | 2044 | 2045 | 2046 | 2047 | 2048 | 2049 | 2050
MOP | 25,000 - 80,000 | 55000 | Wood pellets | 3149079.1221 | 3149079.1221 | 3.1491 | 187587.3735 | 1.9568 | 0% | 4% | 1.4% | 0.2149 | 0.32764 | 1.9568 | 6512.4264 | 18 | 55000 | 100% | 655 | 86% | 75% | 0.00106 | 28.8045 | 28.8045 | 26.8895 | 26.8895 | 26.8895 | 26.8895 | 26.8895 | 26.5658 | 26.5658 | 26.5658 | 26.5658 | 26.5658 | 26.4617 | 26.4617 | 26.4617 | 26.4617 | 26.4617 | 26.3552 | 0 | 0 | 0 | 0 | 0 | 0 | 0 | 0 | 187587.3735 | 187587.3735 | 175115.8396 | 175115.8396 | 175115.8396 | 175115.8396 | 175115.8396 | 173007.7383 | 173007.7383 | 173007.7383 | 173007.7383 | 173007.7383 | 172330.0229 | 172330.0229 | 172330.0229 | 172330.0229 | 172330.0229 | 171636.3707 | 0 | 0 | 0 | 0 | 0 | 0 | 0 | 0
| 80,001 - 150,000 | 101000 | Wood pellets | 5782854.3879 | 5782854.3879 | 5.7829 | 344478.6314 | 1.9568 | 0% | 4% | 1.4% | 0.2149 | 0.32764 | 1.9568 | 11959.1829 | 18 | 101000 | 100% | 655 | 86% | 75% | 0.00106 | 28.8045 | 28.8045 | 26.8895 | 26.8895 | 26.8895 | 26.8895 | 26.8895 | 26.5658 | 26.5658 | 26.5658 | 26.5658 | 26.5658 | 26.4617 | 26.4617 | 26.4617 | 26.4617 | 26.4617 | 26.3552 | 0 | 0 | 0 | 0 | 0 | 0 | 0 | 0 | 344478.6314 | 344478.6314 | 321576.3601 | 321576.3601 | 321576.3601 | 321576.3601 | 321576.3601 | 317705.1195 | 317705.1195 | 317705.1195 | 317705.1195 | 317705.1195 | 316460.5875 | 316460.5875 | 316460.5875 | 316460.5875 | 316460.5875 | 315186.7899 | 0 | 0 | 0 | 0 | 0 | 0 | 0 | 0
| 150,001 - 340,000 | 207000 | Wood pellets | 11851988.696 | 11851988.696 | 11.852 | 706010.6603 | 1.9568 | 0% | 4% | 1.4% | 0.2149 | 0.32764 | 1.9568 | 24510.4047 | 18 | 207000 | 100% | 655 | 86% | 75% | 0.00106 | 28.8045 | 28.8045 | 26.8895 | 26.8895 | 26.8895 | 26.8895 | 26.8895 | 26.5658 | 26.5658 | 26.5658 | 26.5658 | 26.5658 | 26.4617 | 26.4617 | 26.4617 | 26.4617 | 26.4617 | 26.3552 | 0 | 0 | 0 | 0 | 0 | 0 | 0 | 0 | 706010.6603 | 706010.6603 | 659072.3419 | 659072.3419 | 659072.3419 | 659072.3419 | 659072.3419 | 651138.2152 | 651138.2152 | 651138.2152 | 651138.2152 | 651138.2152 | 648587.5408 | 648587.5408 | 648587.5408 | 648587.5408 | 648587.5408 | 645976.8862 | 0 | 0 | 0 | 0 | 0 | 0 | 0 | 0
Retrofit | 25,000 - 80,000 | 55000 | Wood pellets | 7439302.282 | 7439302.282 | 7.4393 | 443151.5125 | 1.9568 | 0% | 4% | 1.4% | 0.2149 | 0.32764 | 1.9568 | 15384.786 | 18 | 55000 | 90% | 780.5 | 86% | 65% | 0.00106 | 28.8045 | 28.8045 | 26.8895 | 26.8895 | 26.8895 | 26.8895 | 26.8895 | 26.5658 | 26.5658 | 26.5658 | 26.5658 | 26.5658 | 26.4617 | 26.4617 | 26.4617 | 26.4617 | 26.4617 | 26.3552 | 0 | 0 | 0 | 0 | 0 | 0 | 0 | 0 | 443151.5125 | 443151.5125 | 413689.0865 | 413689.0865 | 413689.0865 | 413689.0865 | 413689.0865 | 408708.963 | 408708.963 | 408708.963 | 408708.963 | 408708.963 | 407107.9458 | 407107.9458 | 407107.9458 | 407107.9458 | 407107.9458 | 405469.28 | 0 | 0 | 0 | 0 | 0 | 0 | 0 | 0
| 80,001 - 150,000 | 101000 | Wood pellets | 13661264.1905 | 13661264.1905 | 13.6613 | 813787.3229 | 1.9568 | 0% | 4% | 1.4% | 0.2149 | 0.32764 | 1.9568 | 28252.0615 | 18 | 101000 | 90% | 780.5 | 86% | 65% | 0.00106 | 28.8045 | 28.8045 | 26.8895 | 26.8895 | 26.8895 | 26.8895 | 26.8895 | 26.5658 | 26.5658 | 26.5658 | 26.5658 | 26.5658 | 26.4617 | 26.4617 | 26.4617 | 26.4617 | 26.4617 | 26.3552 | 0 | 0 | 0 | 0 | 0 | 0 | 0 | 0 | 813787.3229 | 813787.3229 | 759683.5953 | 759683.5953 | 759683.5953 | 759683.5953 | 759683.5953 | 750538.2776 | 750538.2776 | 750538.2776 | 750538.2776 | 750538.2776 | 747598.2278 | 747598.2278 | 747598.2278 | 747598.2278 | 747598.2278 | 744589.0415 | 0 | 0 | 0 | 0 | 0 | 0 | 0 | 0
| 150,001 - 340,000 | 207000 | Wood pellets | 27998828.5885 | 27998828.5885 | 27.9988 | 1667861.1469 | 1.9568 | 0% | 4% | 1.4% | 0.2149 | 0.32764 | 1.9568 | 57902.7399 | 18 | 207000 | 90% | 780.5 | 86% | 65% | 0.00106 | 28.8045 | 28.8045 | 26.8895 | 26.8895 | 26.8895 | 26.8895 | 26.8895 | 26.5658 | 26.5658 | 26.5658 | 26.5658 | 26.5658 | 26.4617 | 26.4617 | 26.4617 | 26.4617 | 26.4617 | 26.3552 | 0 | 0 | 0 | 0 | 0 | 0 | 0 | 0 | 1667861.1469 | 1667861.1469 | 1556975.2893 | 1556975.2893 | 1556975.2893 | 1556975.2893 | 1556975.2893 | 1538231.9154 | 1538231.9154 | 1538231.9154 | 1538231.9154 | 1538231.9154 | 1532206.2689 | 1532206.2689 | 1532206.2689 | 1532206.2689 | 1532206.2689 | 1526038.9266 | 0 | 0 | 0 | 0 | 0 | 0 | 0 | 0

## RE_HVAC_AWHS
Characterization: | RE_HVAC_AWHS
Residential Advanced Wood Heating - Pellet and Cordwood Stoves
Assumptions:
▪ Certified efficiency of new stove:
▪ Pellet stove: 77%
▪ Cordwood stove: 75%
▪ Existing stove efficiency is 52%
Should we be assuming the fossil fuel capacities or some blend of HP and electric resistance?
helper row
[5 empty] | 2025 First Year Savings | Affected Fuel Adders |  | Mixed Baseline Scenario Adders | [12 empty] | Lifecycle Carbon Intensity - With Adder (gCO2e/MJ) | [25 empty] | Lifetime CO2e Reductions, Total [g]
New Stove Type | Fuel | Lifetime CO2e Reductions, Thermal Sector [g] | Lifetime CO2e Reductions, Total [g] | Lifetime Credits | ΔCO2e | CI' | TDL | TDLelec | TDLng | CI' oil | CI' prop | CI' wood | Ehl [MJ] | Measure Life | Btuh | %Stove | EFLH | ηeff | ηbase | MJ/BTU | 2025 | 2026 | 2027 | 2028 | 2029 | 2030 | 2031 | 2032 | 2033 | 2034 | 2035 | 2036 | 2037 | 2038 | 2039 | 2040 | 2041 | 2042 | 2043 | 2044 | 2045 | 2046 | 2047 | 2048 | 2049 | 2050 | 2025 | 2026 | 2027 | 2028 | 2029 | 2030 | 2031 | 2032 | 2033 | 2034 | 2035 | 2036 | 2037 | 2038 | 2039 | 2040 | 2041 | 2042 | 2043 | 2044 | 2045 | 2046 | 2047 | 2048 | 2049 | 2050
Pellet | Wood Pellets | 26255230.3309 | 26255230.3309 | 26.2552 | 1563996.8091 | 1.9568 | 0% | 4% | 1.4% | 0.2149 | 0.32764 | 1.9568 | 86961.9251 | 18 | 91562 | 64% | 1400 | 77% | 52% | 0.00106 | 28.8045 | 28.8045 | 26.8895 | 26.8895 | 26.8895 | 26.8895 | 26.8895 | 26.5658 | 26.5658 | 26.5658 | 26.5658 | 26.5658 | 26.4617 | 26.4617 | 26.4617 | 26.4617 | 26.4617 | 26.3552 | 0 | 0 | 0 | 0 | 0 | 0 | 0 | 0 | 1563996.8091 | 1563996.8091 | 1460016.2543 | 1460016.2543 | 1460016.2543 | 1460016.2543 | 1460016.2543 | 1442440.1047 | 1442440.1047 | 1442440.1047 | 1442440.1047 | 1442440.1047 | 1436789.6991 | 1436789.6991 | 1436789.6991 | 1436789.6991 | 1436789.6991 | 1431006.4218 | 0 | 0 | 0 | 0 | 0 | 0 | 0 | 0
Cordwood | Firewood, commercial | 66367527.7346 | 66367527.7346 | 66.3675 | 3693054.8992 | 0.79856 | 0% | 4% | 1.4% | 0.2149 | 0.32764 | 0.79856 | 88320.7052 | 18 | 91562 | 65% | 1400 | 75% | 52% | 0.00106 | 70.9022 | 70.9022 | 70.8136 | 70.8136 | 70.8136 | 70.8136 | 70.8136 | 70.7555 | 70.7555 | 70.7555 | 70.7555 | 70.7555 | 70.7547 | 70.7547 | 70.7547 | 70.7547 | 70.7547 | 70.7539 | 0 | 0 | 0 | 0 | 0 | 0 | 0 | 0 | 3693054.8992 | 3693054.8992 | 3688439.1183 | 3688439.1183 | 3688439.1183 | 3688439.1183 | 3688439.1183 | 3685410.4054 | 3685410.4054 | 3685410.4054 | 3685410.4054 | 3685410.4054 | 3685368.8144 | 3685368.8144 | 3685368.8144 | 3685368.8144 | 3685368.8144 | 3685326.2453 | 0 | 0 | 0 | 0 | 0 | 0 | 0 | 0

## RE_HVAC_HPDF
Characterization: | RE_HVAC_HPDF
Residential ASHP - Ducted, Full Displacement
Assumptions:
▪ Heat pump meets NEEP minimum efficiency standards
▪ Existing A/C presence is unknown
helper row
[5 empty] | 2025 First Year Savings |  |  | Affected Fuel Adders |  | Mixed Baseline Scenario Adders | [20 empty] | Affected Fuel Lifecycle Carbon Intensity - With Adder (gCO2e/MJ) | [25 empty] | Lifetime CO2e Reductions per TonR [g CO2e/tonR], Thermal Sector | [25 empty] | Lifetime CO2e Reductions per TonR [g CO2e/tonR], Total
Building Type | Existing heating fuel | Lifetime CO2e Reductions per TonR [g CO2e/tonR], Thermal Sector | Lifetime CO2e Reductions per TonR [g CO2e/tonR], Total | Lifetime Credits per TonR | ΔCO2e | ΔCO2edirect | ΔCO2eHPcool | TDL | CI' | TDLelec | TDLng | CI' prop | CI' oil | CI' wood | ΔEbaseheat [MJ] | EHPheat | Ehl [MJ] | ΔEcool [MJ] | Measure Life | HCAP47F [btuh] | EFLHheat | HSPF2 | ηheat | SEER2 | CCAP [btuh] | EFLHcool | %Cool | Btu per Watt-hour | MJ/Wh | MJ/BTU | 2025 | 2026 | 2027 | 2028 | 2029 | 2030 | 2031 | 2032 | 2033 | 2034 | 2035 | 2036 | 2037 | 2038 | 2039 | 2040 | 2041 | 2042 | 2043 | 2044 | 2045 | 2046 | 2047 | 2048 | 2049 | 2050 | 2025 | 2026 | 2027 | 2028 | 2029 | 2030 | 2031 | 2032 | 2033 | 2034 | 2035 | 2036 | 2037 | 2038 | 2039 | 2040 | 2041 | 2042 | 2043 | 2044 | 2045 | 2046 | 2047 | 2048 | 2049 | 2050 | 2025 | 2026 | 2027 | 2028 | 2029 | 2030 | 2031 | 2032 | 2033 | 2034 | 2035 | 2036 | 2037 | 2038 | 2039 | 2040 | 2041 | 2042 | 2043 | 2044 | 2045 | 2046 | 2047 | 2048 | 2049 | 2050
Single Family | Natural Gas | 25831997.5981 | 25601236.0874 | 25.832 | 1396251.0914 | 1422778.8587 | -26527.7673 | 1.4% | 0 | 4% | 1.4% | 0.32764 | 0.2149 | 1.3777 | 28567.6235 | 10759.9769 | 24282.48 | -674.2825 | 16 | 12000 | 1909 | 7.7 | 0.85 | 14.3 | 12000 | 240 | 7% | 3.412 | 0.0036 | 0.00106 | 63.7174 | 63.7174 | 63.7174 | 63.7174 | 63.7174 | 63.6511 | 63.6511 | 63.6511 | 63.6511 | 63.6511 | 63.6399 | 63.6399 | 63.6399 | 63.6399 | 63.6399 | 63.6363 | 0 | 0 | 0 | 0 | 0 | 0 | 0 | 0 | 0 | 0 | 1422778.8587 | 1452214.3383 | 1481649.8179 | 1511085.2975 | 1540520.7772 | 1568034.9022 | 1597470.3818 | 1626905.8615 | 1656341.3411 | 1685776.8207 | 1714887.24 | 1714887.24 | 1714887.24 | 1714887.24 | 1714887.24 | 1714783.0013 | 0 | 0 | 0 | 0 | 0 | 0 | 0 | 0 | 0 | 0 | 1396251.0914 | 1427531.1688 | 1458811.2462 | 1490091.3236 | 1521371.401 | 1550730.1238 | 1582010.2012 | 1613290.2786 | 1644570.3559 | 1675850.4333 | 1706805.4504 | 1706805.4504 | 1706805.4504 | 1706805.4504 | 1706805.4504 | 1706701.2118 | 0 | 0 | 0 | 0 | 0 | 0 | 0 | 0 | 0 | 0
| Propane | 30781085.0353 | 30550323.5246 | 30.7811 | 1712310.7152 | 1738838.4825 | -26527.7673 | 0% | 0.32764 | 4% | 1.4% | 0.32764 | 0.2149 | 1.3777 | 29256 | 10759.9769 | 24282.48 | -674.2825 | 16 | 12000 | 1909 | 7.7 | 0.83 | 14.3 | 12000 | 240 | 7% | 3.412 | 0.0036 | 0.00106 | 73.9048 | 73.9048 | 73.9048 | 73.9048 | 73.9048 | 73.5345 | 73.5345 | 73.5345 | 73.5345 | 73.5345 | 73.4701 | 73.4701 | 73.4701 | 73.4701 | 73.4701 | 73.4507 | 0 | 0 | 0 | 0 | 0 | 0 | 0 | 0 | 0 | 0 | 1738838.4825 | 1768273.9621 | 1797709.4417 | 1827144.9213 | 1856580.4009 | 1875181.4072 | 1904616.8868 | 1934052.3665 | 1963487.8461 | 1992923.3257 | 2020473.4752 | 2020473.4752 | 2020473.4752 | 2020473.4752 | 2020473.4752 | 2019908.6184 | 0 | 0 | 0 | 0 | 0 | 0 | 0 | 0 | 0 | 0 | 1712310.7152 | 1743590.7926 | 1774870.87 | 1806150.9473 | 1837431.0247 | 1857876.6288 | 1889156.7062 | 1920436.7836 | 1951716.861 | 1982996.9383 | 2012391.6856 | 2012391.6856 | 2012391.6856 | 2012391.6856 | 2012391.6856 | 2011826.8288 | 0 | 0 | 0 | 0 | 0 | 0 | 0 | 0 | 0 | 0
| Oil | 34833177.2134 | 34602415.7027 | 34.8332 | 1969026.4625 | 1995554.2298 | -26527.7673 | 0% | 0.2149 | 4% | 1.4% | 0.32764 | 0.2149 | 1.3777 | 28907.7143 | 10759.9769 | 24282.48 | -674.2825 | 16 | 12000 | 1909 | 7.7 | 0.84 | 14.3 | 12000 | 240 | 7% | 3.412 | 0.0036 | 0.00106 | 83.6758 | 83.6758 | 83.6758 | 83.6758 | 83.6758 | 83.1407 | 83.1407 | 83.1407 | 83.1407 | 83.1407 | 83.0516 | 83.0516 | 83.0516 | 83.0516 | 83.0516 | 83.0236 | 0 | 0 | 0 | 0 | 0 | 0 | 0 | 0 | 0 | 0 | 1995554.2298 | 2024989.7094 | 2054425.189 | 2083860.6686 | 2113296.1483 | 2127263.1321 | 2156698.6117 | 2186134.0914 | 2215569.571 | 2245005.0506 | 2271864.7782 | 2271864.7782 | 2271864.7782 | 2271864.7782 | 2271864.7782 | 2271056.9204 | 0 | 0 | 0 | 0 | 0 | 0 | 0 | 0 | 0 | 0 | 1969026.4625 | 2000306.5399 | 2031586.6173 | 2062866.6947 | 2094146.7721 | 2109958.3537 | 2141238.4311 | 2172518.5085 | 2203798.5859 | 2235078.6632 | 2263782.9886 | 2263782.9886 | 2263782.9886 | 2263782.9886 | 2263782.9886 | 2262975.1308 | 0 | 0 | 0 | 0 | 0 | 0 | 0 | 0 | 0 | 0
| Unknown, commercial | 28703657.4088 | 28472895.8981 | 28.7037 | 1587759.8324 | 1614287.5997 | -26527.7673 | 0% | 0 | 4% | 1.4% | 0.32764 | 0.2149 | 1.3777 | blended | 10759.9769 | 24282.48 | -674.2825 | 16 | 12000 | 1909 | 7.7 | blended | 14.3 | 12000 | 240 | 7% | 3.412 | 0.0036 | 0.00106 | blended | blended | blended | blended | blended | blended | blended | blended | blended | blended | blended | blended | blended | blended | blended | blended | blended | blended | blended | blended | blended | blended | blended | blended | blended | blended | 1618549.5015 | 1646403.3561 | 1674257.2107 | 1702111.0653 | 1729964.9198 | 1748158.1877 | 1776012.0423 | 1803865.8969 | 1831719.7515 | 1859573.6061 | 1885587.9647 | 1885587.9647 | 1885587.9647 | 1885587.9647 | 1885587.9647 | 1885102.0477 | 0 | 0 | 0 | 0 | 0 | 0 | 0 | 0 | 0 | 0 | 1592021.7342 | 1621720.1866 | 1651418.6389 | 1681117.0913 | 1710815.5436 | 1730853.4093 | 1760551.8616 | 1790250.314 | 1819948.7663 | 1849647.2187 | 1877506.1751 | 1877506.1751 | 1877506.1751 | 1877506.1751 | 1877506.1751 | 1877020.2582 | 0 | 0 | 0 | 0 | 0 | 0 | 0 | 0 | 0 | 0
Multifamily | Natural Gas | 25831997.5981 | 25598754.7809 | 25.832 | 1395965.8466 | 1422778.8587 | -26813.0121 | 1.4% | 0 | 4% | 1.4% | 0.32764 | 0.2149 | 1.3777 | 28567.6235 | 10759.9769 | 24282.48 | -681.5329 | 16 | 12000 | 1909 | 7.7 | 0.85 | 14.3 | 12000 | 240 | 6% | 3.412 | 0.0036 | 0.00106 | 63.7174 | 63.7174 | 63.7174 | 63.7174 | 63.7174 | 63.6511 | 63.6511 | 63.6511 | 63.6511 | 63.6511 | 63.6399 | 63.6399 | 63.6399 | 63.6399 | 63.6399 | 63.6363 | 0 | 0 | 0 | 0 | 0 | 0 | 0 | 0 | 0 | 0 | 1422778.8587 | 1452214.3383 | 1481649.8179 | 1511085.2975 | 1540520.7772 | 1568034.9022 | 1597470.3818 | 1626905.8615 | 1656341.3411 | 1685776.8207 | 1714887.24 | 1714887.24 | 1714887.24 | 1714887.24 | 1714887.24 | 1714783.0013 | 0 | 0 | 0 | 0 | 0 | 0 | 0 | 0 | 0 | 0 | 1395965.8466 | 1427265.7584 | 1458565.6702 | 1489865.5819 | 1521165.4937 | 1550544.0509 | 1581843.9627 | 1613143.8744 | 1644443.7862 | 1675743.698 | 1706718.5494 | 1706718.5494 | 1706718.5494 | 1706718.5494 | 1706718.5494 | 1706614.3108 | 0 | 0 | 0 | 0 | 0 | 0 | 0 | 0 | 0 | 0
| Propane | 30781085.0353 | 30547842.2181 | 30.7811 | 1712025.4704 | 1738838.4825 | -26813.0121 | 0% | 0.32764 | 4% | 1.4% | 0.32764 | 0.2149 | 1.3777 | 29256 | 10759.9769 | 24282.48 | -681.5329 | 16 | 12000 | 1909 | 7.7 | 0.83 | 14.3 | 12000 | 240 | 6% | 3.412 | 0.0036 | 0.00106 | 73.9048 | 73.9048 | 73.9048 | 73.9048 | 73.9048 | 73.5345 | 73.5345 | 73.5345 | 73.5345 | 73.5345 | 73.4701 | 73.4701 | 73.4701 | 73.4701 | 73.4701 | 73.4507 | 0 | 0 | 0 | 0 | 0 | 0 | 0 | 0 | 0 | 0 | 1738838.4825 | 1768273.9621 | 1797709.4417 | 1827144.9213 | 1856580.4009 | 1875181.4072 | 1904616.8868 | 1934052.3665 | 1963487.8461 | 1992923.3257 | 2020473.4752 | 2020473.4752 | 2020473.4752 | 2020473.4752 | 2020473.4752 | 2019908.6184 | 0 | 0 | 0 | 0 | 0 | 0 | 0 | 0 | 0 | 0 | 1712025.4704 | 1743325.3821 | 1774625.2939 | 1805925.2057 | 1837225.1175 | 1857690.5559 | 1888990.4677 | 1920290.3795 | 1951590.2912 | 1982890.203 | 2012304.7847 | 2012304.7847 | 2012304.7847 | 2012304.7847 | 2012304.7847 | 2011739.9279 | 0 | 0 | 0 | 0 | 0 | 0 | 0 | 0 | 0 | 0
| Oil | 34833177.2134 | 34599934.3962 | 34.8332 | 1968741.2177 | 1995554.2298 | -26813.0121 | 0% | 0.2149 | 4% | 1.4% | 0.32764 | 0.2149 | 1.3777 | 28907.7143 | 10759.9769 | 24282.48 | -681.5329 | 16 | 12000 | 1909 | 7.7 | 0.84 | 14.3 | 12000 | 240 | 6% | 3.412 | 0.0036 | 0.00106 | 83.6758 | 83.6758 | 83.6758 | 83.6758 | 83.6758 | 83.1407 | 83.1407 | 83.1407 | 83.1407 | 83.1407 | 83.0516 | 83.0516 | 83.0516 | 83.0516 | 83.0516 | 83.0236 | 0 | 0 | 0 | 0 | 0 | 0 | 0 | 0 | 0 | 0 | 1995554.2298 | 2024989.7094 | 2054425.189 | 2083860.6686 | 2113296.1483 | 2127263.1321 | 2156698.6117 | 2186134.0914 | 2215569.571 | 2245005.0506 | 2271864.7782 | 2271864.7782 | 2271864.7782 | 2271864.7782 | 2271864.7782 | 2271056.9204 | 0 | 0 | 0 | 0 | 0 | 0 | 0 | 0 | 0 | 0 | 1968741.2177 | 2000041.1295 | 2031341.0412 | 2062640.953 | 2093940.8648 | 2109772.2808 | 2141072.1926 | 2172372.1044 | 2203672.0161 | 2234971.9279 | 2263696.0877 | 2263696.0877 | 2263696.0877 | 2263696.0877 | 2263696.0877 | 2262888.2298 | 0 | 0 | 0 | 0 | 0 | 0 | 0 | 0 | 0 | 0
| Unknown, commercial | 28703657.4088 | 28470414.5916 | 28.7037 | 1101310.9111 | 1128123.9232 | -26813.0121 | 0% | 0 | 4% | 1.4% | 0.32764 | 0.2149 | 1.3777 | blended | 10759.9769 | 24282.48 | -681.5329 | 16 | 12000 | 1909 | 7.7 | blended | 14.3 | 12000 | 240 | 6% | 3.412 | 0.0036 | 0.00106 | blended | blended | blended | blended | blended | blended | blended | blended | blended | blended | blended | blended | blended | blended | blended | blended | blended | blended | blended | blended | blended | blended | blended | blended | blended | blended | 1618549.5015 | 1646403.3561 | 1674257.2107 | 1702111.0653 | 1729964.9198 | 1748158.1877 | 1776012.0423 | 1803865.8969 | 1831719.7515 | 1859573.6061 | 1885587.9647 | 1885587.9647 | 1885587.9647 | 1885587.9647 | 1885587.9647 | 1885102.0477 | 0 | 0 | 0 | 0 | 0 | 0 | 0 | 0 | 0 | 0 | 1591736.4894 | 1621454.7761 | 1651173.0629 | 1680891.3496 | 1710609.6364 | 1730667.3364 | 1760385.6231 | 1790103.9099 | 1819822.1966 | 1849540.4834 | 1877419.2741 | 1877419.2741 | 1877419.2741 | 1877419.2741 | 1877419.2741 | 1876933.3572 | 0 | 0 | 0 | 0 | 0 | 0 | 0 | 0 | 0 | 0
Unknown | Natural Gas | 25831997.5981 | 25600987.9568 | 25.832 | 1396222.5669 | 1422778.8587 | -26556.2918 | 1.4% | 0 | 4% | 1.4% | 0.32764 | 0.2149 | 1.3777 | 28567.6235 | 10759.9769 | 24282.48 | -675.0076 | 16 | 12000 | 1909 | 7.7 | 0.85 | 14.3 | 12000 | 240 | 6.9% | 3.412 | 0.0036 | 0.00106 | 63.7174 | 63.7174 | 63.7174 | 63.7174 | 63.7174 | 63.6511 | 63.6511 | 63.6511 | 63.6511 | 63.6511 | 63.6399 | 63.6399 | 63.6399 | 63.6399 | 63.6399 | 63.6363 | 0 | 0 | 0 | 0 | 0 | 0 | 0 | 0 | 0 | 0 | 1422778.8587 | 1452214.3383 | 1481649.8179 | 1511085.2975 | 1540520.7772 | 1568034.9022 | 1597470.3818 | 1626905.8615 | 1656341.3411 | 1685776.8207 | 1714887.24 | 1714887.24 | 1714887.24 | 1714887.24 | 1714887.24 | 1714783.0013 | 0 | 0 | 0 | 0 | 0 | 0 | 0 | 0 | 0 | 0 | 1396222.5669 | 1427504.6278 | 1458786.6886 | 1490068.7494 | 1521350.8102 | 1550711.5165 | 1581993.5773 | 1613275.6381 | 1644557.699 | 1675839.7598 | 1706796.7603 | 1706796.7603 | 1706796.7603 | 1706796.7603 | 1706796.7603 | 1706692.5217 | 0 | 0 | 0 | 0 | 0 | 0 | 0 | 0 | 0 | 0
| Propane | 30781085.0353 | 30550075.394 | 30.7811 | 1712282.1907 | 1738838.4825 | -26556.2918 | 0% | 0.32764 | 4% | 1.4% | 0.32764 | 0.2149 | 1.3777 | 29256 | 10759.9769 | 24282.48 | -675.0076 | 16 | 12000 | 1909 | 7.7 | 0.83 | 14.3 | 12000 | 240 | 6.9% | 3.412 | 0.0036 | 0.00106 | 73.9048 | 73.9048 | 73.9048 | 73.9048 | 73.9048 | 73.5345 | 73.5345 | 73.5345 | 73.5345 | 73.5345 | 73.4701 | 73.4701 | 73.4701 | 73.4701 | 73.4701 | 73.4507 | 0 | 0 | 0 | 0 | 0 | 0 | 0 | 0 | 0 | 0 | 1738838.4825 | 1768273.9621 | 1797709.4417 | 1827144.9213 | 1856580.4009 | 1875181.4072 | 1904616.8868 | 1934052.3665 | 1963487.8461 | 1992923.3257 | 2020473.4752 | 2020473.4752 | 2020473.4752 | 2020473.4752 | 2020473.4752 | 2019908.6184 | 0 | 0 | 0 | 0 | 0 | 0 | 0 | 0 | 0 | 0 | 1712282.1907 | 1743564.2515 | 1774846.3123 | 1806128.3732 | 1837410.434 | 1857858.0215 | 1889140.0823 | 1920422.1432 | 1951704.204 | 1982986.2648 | 2012382.9955 | 2012382.9955 | 2012382.9955 | 2012382.9955 | 2012382.9955 | 2011818.1387 | 0 | 0 | 0 | 0 | 0 | 0 | 0 | 0 | 0 | 0
| Oil | 34833177.2134 | 34602167.5721 | 34.8332 | 1968997.938 | 1995554.2298 | -26556.2918 | 0% | 0.2149 | 4% | 1.4% | 0.32764 | 0.2149 | 1.3777 | 28907.7143 | 10759.9769 | 24282.48 | -675.0076 | 16 | 12000 | 1909 | 7.7 | 0.84 | 14.3 | 12000 | 240 | 6.9% | 3.412 | 0.0036 | 0.00106 | 83.6758 | 83.6758 | 83.6758 | 83.6758 | 83.6758 | 83.1407 | 83.1407 | 83.1407 | 83.1407 | 83.1407 | 83.0516 | 83.0516 | 83.0516 | 83.0516 | 83.0516 | 83.0236 | 0 | 0 | 0 | 0 | 0 | 0 | 0 | 0 | 0 | 0 | 1995554.2298 | 2024989.7094 | 2054425.189 | 2083860.6686 | 2113296.1483 | 2127263.1321 | 2156698.6117 | 2186134.0914 | 2215569.571 | 2245005.0506 | 2271864.7782 | 2271864.7782 | 2271864.7782 | 2271864.7782 | 2271864.7782 | 2271056.9204 | 0 | 0 | 0 | 0 | 0 | 0 | 0 | 0 | 0 | 0 | 1968997.938 | 2000279.9989 | 2031562.0597 | 2062844.1205 | 2094126.1813 | 2109939.7464 | 2141221.8072 | 2172503.8681 | 2203785.9289 | 2235067.9897 | 2263774.2985 | 2263774.2985 | 2263774.2985 | 2263774.2985 | 2263774.2985 | 2262966.4407 | 0 | 0 | 0 | 0 | 0 | 0 | 0 | 0 | 0 | 0
| Unknown, commercial | 28703657.4088 | 28472647.7675 | 28.7037 | 1534005.7962 | 1560562.0879 | -26556.2918 | 0% | 0 | 4% | 1.4% | 0.32764 | 0.2149 | 1.3777 | blended | 10759.9769 | 24282.48 | -675.0076 | 16 | 12000 | 1909 | 7.7 | blended | 14.3 | 12000 | 240 | 6.9% | 3.412 | 0.0036 | 0.00106 | blended | blended | blended | blended | blended | blended | blended | blended | blended | blended | blended | blended | blended | blended | blended | blended | blended | blended | blended | blended | blended | blended | blended | blended | blended | blended | 1618549.5015 | 1646403.3561 | 1674257.2107 | 1702111.0653 | 1729964.9198 | 1748158.1877 | 1776012.0423 | 1803865.8969 | 1831719.7515 | 1859573.6061 | 1885587.9647 | 1885587.9647 | 1885587.9647 | 1885587.9647 | 1885587.9647 | 1885102.0477 | 0 | 0 | 0 | 0 | 0 | 0 | 0 | 0 | 0 | 0 | 1591993.2097 | 1621693.6455 | 1651394.0813 | 1681094.5171 | 1710794.9529 | 1730834.802 | 1760535.2378 | 1790235.6736 | 1819936.1094 | 1849636.5452 | 1877497.485 | 1877497.485 | 1877497.485 | 1877497.485 | 1877497.485 | 1877011.5681 | 0 | 0 | 0 | 0 | 0 | 0 | 0 | 0 | 0 | 0
Table 103. Vermont Primary Heating Fuel Mix and Average Heating Efficiency, Residential Buildings
[19 empty] | Heating Fuel | Single Family | Multifamily | Unknown | Average Heating Efficiency (ηave)
[19 empty] | Oil | 45% | 5% | 41% | 0.84
[19 empty] | Propane | 17% | 5% | 16% | 0.83
[19 empty] | Natural Gas | 23% | 66% | 27% | 0.85
[19 empty] | Electricity | 6% | 23% | 8% | 2.52
[19 empty] | Wood | 8% | 1% | 7% | 0.53

## RE_HVAC_HPDP
Characterization: | RE_HVAC_HPDP
Residential ASHP - Ducted, Partial Displacement
Assumptions:
▪ Heat pump meets ENERGY STAR minimum efficiency standards for split system heat pumps
▪ Existing A/C presence is unknown
helper row
[5 empty] | 2025 First Year Savings |  |  | Affected Fuel Adders |  | Mixed Baseline Scenario Adders | [21 empty] | Affected Fuel Lifecycle Carbon Intensity - With Adder (gCO2e/MJ) | [25 empty] | Lifetime CO2e Reductions per TonR [g CO2e/tonR], Thermal Sector | [25 empty] | Lifetime CO2e Reductions per TonR [g CO2e/tonR], Total
Building Type | Existing heating fuel | Lifetime CO2e Reductions per TonR [g CO2e/tonR], Thermal Sector | Lifetime CO2e Reductions per TonR [g CO2e/tonR], Total | Lifetime Credits per TonR | ΔCO2e | ΔCO2edirect | ΔCO2eHPcool | TDL | CI' | TDLelec | TDLng | CI' prop | CI' oil | CI' wood | ΔEbaseheat [MJ] | EHPheat | Ehl [MJ] | ΔEcool [MJ] | Measure Life | HF | HCAP47F [btuh] | EFLHheat | HSPF2 | ηheat | SEER2 | CCAP [btuh] | EFLHcool | %Cool | Btu per Watt-hour | MJ/Wh | MJ/BTU | 2025 | 2026 | 2027 | 2028 | 2029 | 2030 | 2031 | 2032 | 2033 | 2034 | 2035 | 2036 | 2037 | 2038 | 2039 | 2040 | 2041 | 2042 | 2043 | 2044 | 2045 | 2046 | 2047 | 2048 | 2049 | 2050 | 2025 | 2026 | 2027 | 2028 | 2029 | 2030 | 2031 | 2032 | 2033 | 2034 | 2035 | 2036 | 2037 | 2038 | 2039 | 2040 | 2041 | 2042 | 2043 | 2044 | 2045 | 2046 | 2047 | 2048 | 2049 | 2050 | 2025 | 2026 | 2027 | 2028 | 2029 | 2030 | 2031 | 2032 | 2033 | 2034 | 2035 | 2036 | 2037 | 2038 | 2039 | 2040 | 2041 | 2042 | 2043 | 2044 | 2045 | 2046 | 2047 | 2048 | 2049 | 2050
Single Family | Natural Gas | 8798930.7389 | 8581832.7387 | 8.7989 | 460633.0145 | 485590.0587 | -24957.0442 | 1.4% | 0 | 4% | 1.4% | 0.32764 | 0.2149 | 1.3777 | 9712.992 | 3611.4897 | 8256.0432 | -634.3579 | 16 | 34% | 12000 | 1909 | 7.8 | 0.85 | 15.2 | 12000 | 240 | 7% | 3.412 | 0.0036 | 0.00106 | 63.7174 | 63.7174 | 63.7174 | 63.7174 | 63.7174 | 63.6511 | 63.6511 | 63.6511 | 63.6511 | 63.6511 | 63.6399 | 63.6399 | 63.6399 | 63.6399 | 63.6399 | 63.6363 | 0 | 0 | 0 | 0 | 0 | 0 | 0 | 0 | 0 | 0 | 485590.0587 | 495469.8133 | 505349.5679 | 515229.3224 | 525109.077 | 534335.571 | 544215.3256 | 554095.0801 | 563974.8347 | 573854.5893 | 583623.8233 | 583623.8233 | 583623.8233 | 583623.8233 | 583623.8233 | 583588.3822 | 0 | 0 | 0 | 0 | 0 | 0 | 0 | 0 | 0 | 0 | 460633.0145 | 472248.1472 | 483863.28 | 495478.4127 | 507093.5454 | 518055.4176 | 529670.5503 | 541285.6831 | 552900.8158 | 564515.9485 | 576020.5608 | 576020.5608 | 576020.5608 | 576020.5608 | 576020.5608 | 575985.1196 | 0 | 0 | 0 | 0 | 0 | 0 | 0 | 0 | 0 | 0
| Propane | 10481620.4675 | 10264522.4674 | 10.4816 | 568093.2866 | 593050.3308 | -24957.0442 | 0% | 0.32764 | 4% | 1.4% | 0.32764 | 0.2149 | 1.3777 | 9947.04 | 3611.4897 | 8256.0432 | -634.3579 | 16 | 34% | 12000 | 1909 | 7.8 | 0.83 | 15.2 | 12000 | 240 | 7% | 3.412 | 0.0036 | 0.00106 | 73.9048 | 73.9048 | 73.9048 | 73.9048 | 73.9048 | 73.5345 | 73.5345 | 73.5345 | 73.5345 | 73.5345 | 73.4701 | 73.4701 | 73.4701 | 73.4701 | 73.4701 | 73.4507 | 0 | 0 | 0 | 0 | 0 | 0 | 0 | 0 | 0 | 0 | 593050.3308 | 602930.0854 | 612809.8399 | 622689.5945 | 632569.3491 | 638765.3827 | 648645.1373 | 658524.8918 | 668404.6464 | 678284.401 | 687523.1433 | 687523.1433 | 687523.1433 | 687523.1433 | 687523.1433 | 687331.092 | 0 | 0 | 0 | 0 | 0 | 0 | 0 | 0 | 0 | 0 | 568093.2866 | 579708.4193 | 591323.552 | 602938.6848 | 614553.8175 | 622485.2293 | 634100.3621 | 645715.4948 | 657330.6275 | 668945.7603 | 679919.8808 | 679919.8808 | 679919.8808 | 679919.8808 | 679919.8808 | 679727.8294 | 0 | 0 | 0 | 0 | 0 | 0 | 0 | 0 | 0 | 0
| Oil | 11859331.8081 | 11642233.8079 | 11.8593 | 655376.6407 | 680333.6849 | -24957.0442 | 0% | 0.2149 | 4% | 1.4% | 0.32764 | 0.2149 | 1.3777 | 9828.6229 | 3611.4897 | 8256.0432 | -634.3579 | 16 | 34% | 12000 | 1909 | 7.8 | 0.84 | 15.2 | 12000 | 240 | 7% | 3.412 | 0.0036 | 0.00106 | 83.6758 | 83.6758 | 83.6758 | 83.6758 | 83.6758 | 83.1407 | 83.1407 | 83.1407 | 83.1407 | 83.1407 | 83.0516 | 83.0516 | 83.0516 | 83.0516 | 83.0516 | 83.0236 | 0 | 0 | 0 | 0 | 0 | 0 | 0 | 0 | 0 | 0 | 680333.6849 | 690213.4395 | 700093.194 | 709972.9486 | 719852.7032 | 724473.1692 | 734352.9237 | 744232.6783 | 754112.4329 | 763992.1875 | 772996.1863 | 772996.1863 | 772996.1863 | 772996.1863 | 772996.1863 | 772721.5147 | 0 | 0 | 0 | 0 | 0 | 0 | 0 | 0 | 0 | 0 | 655376.6407 | 666991.7734 | 678606.9061 | 690222.0389 | 701837.1716 | 708193.0158 | 719808.1485 | 731423.2813 | 743038.414 | 754653.5467 | 765392.9238 | 765392.9238 | 765392.9238 | 765392.9238 | 765392.9238 | 765118.2521 | 0 | 0 | 0 | 0 | 0 | 0 | 0 | 0 | 0 | 0
| Unknown, commercial | 9775295.0745 | 9558197.0744 | 9.7753 | 525745.9864 | 550703.0306 | -24957.0442 | 0% | 0 | 4% | 1.4% | 0.32764 | 0.2149 | 1.3777 | blended | 3611.4897 | 8256.0432 | -634.3579 | 16 | 34% | 12000 | 1909 | 7.8 | blended | 15.2 | 12000 | 240 | 7% | 3.412 | 0.0036 | 0.00106 | blended | blended | blended | blended | blended | blended | blended | blended | blended | blended | blended | blended | blended | blended | blended | blended | blended | blended | blended | blended | blended | blended | blended | blended | blended | blended | 552152.0773 | 561494.0793 | 570836.0814 | 580178.0834 | 589520.0855 | 595577.4881 | 604919.4901 | 614261.4922 | 623603.4942 | 632945.4963 | 641662.0697 | 641662.0697 | 641662.0697 | 641662.0697 | 641662.0697 | 641496.858 | 0 | 0 | 0 | 0 | 0 | 0 | 0 | 0 | 0 | 0 | 527195.0331 | 538272.4133 | 549349.7935 | 560427.1737 | 571504.5539 | 579297.3347 | 590374.7149 | 601452.0951 | 612529.4753 | 623606.8556 | 634058.8072 | 634058.8072 | 634058.8072 | 634058.8072 | 634058.8072 | 633893.5954 | 0 | 0 | 0 | 0 | 0 | 0 | 0 | 0 | 0 | 0
Multifamily | Natural Gas | 8798930.7389 | 8579498.3516 | 8.7989 | 460364.6592 | 485590.0587 | -25225.3995 | 1.4% | 0 | 4% | 1.4% | 0.32764 | 0.2149 | 1.3777 | 9712.992 | 3611.4897 | 8256.0432 | -641.1789 | 16 | 34% | 12000 | 1909 | 7.8 | 0.85 | 15.2 | 12000 | 240 | 6% | 3.412 | 0.0036 | 0.00106 | 63.7174 | 63.7174 | 63.7174 | 63.7174 | 63.7174 | 63.6511 | 63.6511 | 63.6511 | 63.6511 | 63.6511 | 63.6399 | 63.6399 | 63.6399 | 63.6399 | 63.6399 | 63.6363 | 0 | 0 | 0 | 0 | 0 | 0 | 0 | 0 | 0 | 0 | 485590.0587 | 495469.8133 | 505349.5679 | 515229.3224 | 525109.077 | 534335.571 | 544215.3256 | 554095.0801 | 563974.8347 | 573854.5893 | 583623.8233 | 583623.8233 | 583623.8233 | 583623.8233 | 583623.8233 | 583588.3822 | 0 | 0 | 0 | 0 | 0 | 0 | 0 | 0 | 0 | 0 | 460364.6592 | 471998.4519 | 483632.2446 | 495266.0373 | 506899.83 | 517880.3622 | 529514.1549 | 541147.9476 | 552781.7403 | 564415.5331 | 575938.8053 | 575938.8053 | 575938.8053 | 575938.8053 | 575938.8053 | 575903.3641 | 0 | 0 | 0 | 0 | 0 | 0 | 0 | 0 | 0 | 0
| Propane | 10481620.4675 | 10262188.0803 | 10.4816 | 567824.9313 | 593050.3308 | -25225.3995 | 0% | 0.32764 | 4% | 1.4% | 0.32764 | 0.2149 | 1.3777 | 9947.04 | 3611.4897 | 8256.0432 | -641.1789 | 16 | 34% | 12000 | 1909 | 7.8 | 0.83 | 15.2 | 12000 | 240 | 6% | 3.412 | 0.0036 | 0.00106 | 73.9048 | 73.9048 | 73.9048 | 73.9048 | 73.9048 | 73.5345 | 73.5345 | 73.5345 | 73.5345 | 73.5345 | 73.4701 | 73.4701 | 73.4701 | 73.4701 | 73.4701 | 73.4507 | 0 | 0 | 0 | 0 | 0 | 0 | 0 | 0 | 0 | 0 | 593050.3308 | 602930.0854 | 612809.8399 | 622689.5945 | 632569.3491 | 638765.3827 | 648645.1373 | 658524.8918 | 668404.6464 | 678284.401 | 687523.1433 | 687523.1433 | 687523.1433 | 687523.1433 | 687523.1433 | 687331.092 | 0 | 0 | 0 | 0 | 0 | 0 | 0 | 0 | 0 | 0 | 567824.9313 | 579458.724 | 591092.5167 | 602726.3094 | 614360.1021 | 622310.1739 | 633943.9666 | 645577.7593 | 657211.552 | 668845.3448 | 679838.1252 | 679838.1252 | 679838.1252 | 679838.1252 | 679838.1252 | 679646.0739 | 0 | 0 | 0 | 0 | 0 | 0 | 0 | 0 | 0 | 0
| Oil | 11859331.8081 | 11639899.4208 | 11.8593 | 655108.2854 | 680333.6849 | -25225.3995 | 0% | 0.2149 | 4% | 1.4% | 0.32764 | 0.2149 | 1.3777 | 9828.6229 | 3611.4897 | 8256.0432 | -641.1789 | 16 | 34% | 12000 | 1909 | 7.8 | 0.84 | 15.2 | 12000 | 240 | 6% | 3.412 | 0.0036 | 0.00106 | 83.6758 | 83.6758 | 83.6758 | 83.6758 | 83.6758 | 83.1407 | 83.1407 | 83.1407 | 83.1407 | 83.1407 | 83.0516 | 83.0516 | 83.0516 | 83.0516 | 83.0516 | 83.0236 | 0 | 0 | 0 | 0 | 0 | 0 | 0 | 0 | 0 | 0 | 680333.6849 | 690213.4395 | 700093.194 | 709972.9486 | 719852.7032 | 724473.1692 | 734352.9237 | 744232.6783 | 754112.4329 | 763992.1875 | 772996.1863 | 772996.1863 | 772996.1863 | 772996.1863 | 772996.1863 | 772721.5147 | 0 | 0 | 0 | 0 | 0 | 0 | 0 | 0 | 0 | 0 | 655108.2854 | 666742.0781 | 678375.8708 | 690009.6635 | 701643.4562 | 708017.9604 | 719651.7531 | 731285.5458 | 742919.3385 | 754553.1312 | 765311.1683 | 765311.1683 | 765311.1683 | 765311.1683 | 765311.1683 | 765036.4966 | 0 | 0 | 0 | 0 | 0 | 0 | 0 | 0 | 0 | 0
| Unknown, commercial | 9775295.0745 | 9555862.6873 | 9.7753 | 360181.9811 | 385407.3806 | -25225.3995 | 0% | 0 | 4% | 1.4% | 0.32764 | 0.2149 | 1.3777 | blended | 3611.4897 | 8256.0432 | -641.1789 | 16 | 34% | 12000 | 1909 | 7.8 | blended | 15.2 | 12000 | 240 | 6% | 3.412 | 0.0036 | 0.00106 | blended | blended | blended | blended | blended | blended | blended | blended | blended | blended | blended | blended | blended | blended | blended | blended | blended | blended | blended | blended | blended | blended | blended | blended | blended | blended | 552152.0773 | 561494.0793 | 570836.0814 | 580178.0834 | 589520.0855 | 595577.4881 | 604919.4901 | 614261.4922 | 623603.4942 | 632945.4963 | 641662.0697 | 641662.0697 | 641662.0697 | 641662.0697 | 641662.0697 | 641496.858 | 0 | 0 | 0 | 0 | 0 | 0 | 0 | 0 | 0 | 0 | 526926.6777 | 538022.7179 | 549118.7581 | 560214.7983 | 571310.8386 | 579122.2793 | 590218.3195 | 601314.3597 | 612410.3999 | 623506.4401 | 633977.0517 | 633977.0517 | 633977.0517 | 633977.0517 | 633977.0517 | 633811.8399 | 0 | 0 | 0 | 0 | 0 | 0 | 0 | 0 | 0 | 0
Unknown | Natural Gas | 8798930.7389 | 8581599.3 | 8.7989 | 460606.179 | 485590.0587 | -24983.8797 | 1.4% | 0 | 4% | 1.4% | 0.32764 | 0.2149 | 1.3777 | 9712.992 | 3611.4897 | 8256.0432 | -635.04 | 16 | 34% | 12000 | 1909 | 7.8 | 0.85 | 15.2 | 12000 | 240 | 6.9% | 3.412 | 0.0036 | 0.00106 | 63.7174 | 63.7174 | 63.7174 | 63.7174 | 63.7174 | 63.6511 | 63.6511 | 63.6511 | 63.6511 | 63.6511 | 63.6399 | 63.6399 | 63.6399 | 63.6399 | 63.6399 | 63.6363 | 0 | 0 | 0 | 0 | 0 | 0 | 0 | 0 | 0 | 0 | 485590.0587 | 495469.8133 | 505349.5679 | 515229.3224 | 525109.077 | 534335.571 | 544215.3256 | 554095.0801 | 563974.8347 | 573854.5893 | 583623.8233 | 583623.8233 | 583623.8233 | 583623.8233 | 583623.8233 | 583588.3822 | 0 | 0 | 0 | 0 | 0 | 0 | 0 | 0 | 0 | 0 | 460606.179 | 472223.1777 | 483840.1764 | 495457.1752 | 507074.1739 | 518037.9121 | 529654.9108 | 541271.9095 | 552888.9083 | 564505.907 | 576012.3852 | 576012.3852 | 576012.3852 | 576012.3852 | 576012.3852 | 575976.9441 | 0 | 0 | 0 | 0 | 0 | 0 | 0 | 0 | 0 | 0
| Propane | 10481620.4675 | 10264289.0287 | 10.4816 | 568066.451 | 593050.3308 | -24983.8797 | 0% | 0.32764 | 4% | 1.4% | 0.32764 | 0.2149 | 1.3777 | 9947.04 | 3611.4897 | 8256.0432 | -635.04 | 16 | 34% | 12000 | 1909 | 7.8 | 0.83 | 15.2 | 12000 | 240 | 6.9% | 3.412 | 0.0036 | 0.00106 | 73.9048 | 73.9048 | 73.9048 | 73.9048 | 73.9048 | 73.5345 | 73.5345 | 73.5345 | 73.5345 | 73.5345 | 73.4701 | 73.4701 | 73.4701 | 73.4701 | 73.4701 | 73.4507 | 0 | 0 | 0 | 0 | 0 | 0 | 0 | 0 | 0 | 0 | 593050.3308 | 602930.0854 | 612809.8399 | 622689.5945 | 632569.3491 | 638765.3827 | 648645.1373 | 658524.8918 | 668404.6464 | 678284.401 | 687523.1433 | 687523.1433 | 687523.1433 | 687523.1433 | 687523.1433 | 687331.092 | 0 | 0 | 0 | 0 | 0 | 0 | 0 | 0 | 0 | 0 | 568066.451 | 579683.4498 | 591300.4485 | 602917.4472 | 614534.446 | 622467.7238 | 634084.7225 | 645701.7212 | 657318.72 | 668935.7187 | 679911.7052 | 679911.7052 | 679911.7052 | 679911.7052 | 679911.7052 | 679719.6539 | 0 | 0 | 0 | 0 | 0 | 0 | 0 | 0 | 0 | 0
| Oil | 11859331.8081 | 11642000.3692 | 11.8593 | 655349.8051 | 680333.6849 | -24983.8797 | 0% | 0.2149 | 4% | 1.4% | 0.32764 | 0.2149 | 1.3777 | 9828.6229 | 3611.4897 | 8256.0432 | -635.04 | 16 | 34% | 12000 | 1909 | 7.8 | 0.84 | 15.2 | 12000 | 240 | 6.9% | 3.412 | 0.0036 | 0.00106 | 83.6758 | 83.6758 | 83.6758 | 83.6758 | 83.6758 | 83.1407 | 83.1407 | 83.1407 | 83.1407 | 83.1407 | 83.0516 | 83.0516 | 83.0516 | 83.0516 | 83.0516 | 83.0236 | 0 | 0 | 0 | 0 | 0 | 0 | 0 | 0 | 0 | 0 | 680333.6849 | 690213.4395 | 700093.194 | 709972.9486 | 719852.7032 | 724473.1692 | 734352.9237 | 744232.6783 | 754112.4329 | 763992.1875 | 772996.1863 | 772996.1863 | 772996.1863 | 772996.1863 | 772996.1863 | 772721.5147 | 0 | 0 | 0 | 0 | 0 | 0 | 0 | 0 | 0 | 0 | 655349.8051 | 666966.8039 | 678583.8026 | 690200.8013 | 701817.8001 | 708175.5102 | 719792.509 | 731409.5077 | 743026.5064 | 754643.5052 | 765384.7482 | 765384.7482 | 765384.7482 | 765384.7482 | 765384.7482 | 765110.0766 | 0 | 0 | 0 | 0 | 0 | 0 | 0 | 0 | 0 | 0
| Unknown, commercial | 9775295.0745 | 9557963.6356 | 9.7753 | 507452.4769 | 532436.3566 | -24983.8797 | 0% | 0 | 4% | 1.4% | 0.32764 | 0.2149 | 1.3777 | blended | 3611.4897 | 8256.0432 | -635.04 | 16 | 34% | 12000 | 1909 | 7.8 | blended | 15.2 | 12000 | 240 | 6.9% | 3.412 | 0.0036 | 0.00106 | blended | blended | blended | blended | blended | blended | blended | blended | blended | blended | blended | blended | blended | blended | blended | blended | blended | blended | blended | blended | blended | blended | blended | blended | blended | blended | 552152.0773 | 561494.0793 | 570836.0814 | 580178.0834 | 589520.0855 | 595577.4881 | 604919.4901 | 614261.4922 | 623603.4942 | 632945.4963 | 641662.0697 | 641662.0697 | 641662.0697 | 641662.0697 | 641662.0697 | 641496.858 | 0 | 0 | 0 | 0 | 0 | 0 | 0 | 0 | 0 | 0 | 527168.1975 | 538247.4437 | 549326.69 | 560405.9362 | 571485.1824 | 579279.8291 | 590359.0754 | 601438.3216 | 612517.5678 | 623596.814 | 634050.6316 | 634050.6316 | 634050.6316 | 634050.6316 | 634050.6316 | 633885.4199 | 0 | 0 | 0 | 0 | 0 | 0 | 0 | 0 | 0 | 0
Table 105. Vermont Primary Heating Fuel Mix and Average Heating Efficiency, Residential Buildings
[19 empty] | Heating Fuel | Single Family | Multifamily | Unknown | Average Heating Efficiency (ηave)
[19 empty] | Oil | 45% | 5% | 41% | 0.84
[19 empty] | Propane | 17% | 5% | 16% | 0.83
[19 empty] | Natural Gas | 23% | 66% | 27% | 0.85
[19 empty] | Electricity | 6% | 23% | 8% | 2.52
[19 empty] | Wood | 8% | 1% | 7% | 0.53

## RE_HVAC_HPXF
Characterization: | RE_HVAC_HPXF
Residential ASHP - Ductless, Full Displacement
Assumptions:
▪ Heat pump meets NEEP minimum efficiency standards
▪ Existing A/C presence is unknown
helper row
[5 empty] | 2025 First Year Savings |  |  | Affected Fuel Adders |  | Mixed Baseline Scenario Adders | [20 empty] | Affected Fuel Lifecycle Carbon Intensity - With Adder (gCO2e/MJ) | [25 empty] | Lifetime CO2e Reductions per TonR [g CO2e/tonR], Thermal Sector | [25 empty] | Lifetime CO2e Reductions per TonR [g CO2e/tonR], Total
Building Type | Existing heating fuel | Lifetime CO2e Reductions per TonR [g CO2e/tonR], Thermal Sector | Lifetime CO2e Reductions per TonR [g CO2e/tonR], Total | Lifetime Credits per TonR | ΔCO2e | ΔCO2edirect | ΔCO2eHPcool | TDL | CI' | TDLelec | TDLng | CI' prop | CI' oil | CI' wood | ΔEbaseheat [MJ] | EHPheat | Ehl [MJ] | ΔEcool [MJ] | Measure Life | HCAP47F [btuh] | EFLHheat | HSPF2 | ηheat | SEER2 | CCAP [btuh] | EFLHcool | %Cool | Btu per Watt-hour | MJ/Wh | MJ/BTU | 2025 | 2026 | 2027 | 2028 | 2029 | 2030 | 2031 | 2032 | 2033 | 2034 | 2035 | 2036 | 2037 | 2038 | 2039 | 2040 | 2041 | 2042 | 2043 | 2044 | 2045 | 2046 | 2047 | 2048 | 2049 | 2050 | 2025 | 2026 | 2027 | 2028 | 2029 | 2030 | 2031 | 2032 | 2033 | 2034 | 2035 | 2036 | 2037 | 2038 | 2039 | 2040 | 2041 | 2042 | 2043 | 2044 | 2045 | 2046 | 2047 | 2048 | 2049 | 2050 | 2025 | 2026 | 2027 | 2028 | 2029 | 2030 | 2031 | 2032 | 2033 | 2034 | 2035 | 2036 | 2037 | 2038 | 2039 | 2040 | 2041 | 2042 | 2043 | 2044 | 2045 | 2046 | 2047 | 2048 | 2049 | 2050
Single Family | Natural Gas | 26178577.897 | 25958585.2569 | 26.1786 | 1437331.06 | 1462620.8648 | -25289.8048 | 1.4% | 0 | 4% | 1.4% | 0.32764 | 0.2149 | 1.3777 | 28567.6235 | 9747.2731 | 24282.48 | -642.816 | 16 | 12000 | 1909 | 8.5 | 0.85 | 15 | 12000 | 240 | 7% | 3.412 | 0.0036 | 0.00106 | 63.7174 | 63.7174 | 63.7174 | 63.7174 | 63.7174 | 63.6511 | 63.6511 | 63.6511 | 63.6511 | 63.6511 | 63.6399 | 63.6399 | 63.6399 | 63.6399 | 63.6399 | 63.6363 | 0 | 0 | 0 | 0 | 0 | 0 | 0 | 0 | 0 | 0 | 1462620.8648 | 1489285.9463 | 1515951.0279 | 1542616.1094 | 1569281.1909 | 1594024.9179 | 1620689.9994 | 1647355.081 | 1674020.1625 | 1700685.244 | 1727025.2652 | 1727025.2652 | 1727025.2652 | 1727025.2652 | 1727025.2652 | 1726921.0266 | 0 | 0 | 0 | 0 | 0 | 0 | 0 | 0 | 0 | 0 | 1437331.06 | 1465754.6581 | 1494178.2561 | 1522601.8542 | 1551025.4523 | 1577527.6958 | 1605951.2939 | 1634374.892 | 1662798.49 | 1691222.0881 | 1719320.6258 | 1719320.6258 | 1719320.6258 | 1719320.6258 | 1719320.6258 | 1719216.3872 | 0 | 0 | 0 | 0 | 0 | 0 | 0 | 0 | 0 | 0
| Propane | 31127665.3342 | 30907672.6941 | 31.1277 | 1753390.6838 | 1778680.4886 | -25289.8048 | 0% | 0.32764 | 4% | 1.4% | 0.32764 | 0.2149 | 1.3777 | 29256 | 9747.2731 | 24282.48 | -642.816 | 16 | 12000 | 1909 | 8.5 | 0.83 | 15 | 12000 | 240 | 7% | 3.412 | 0.0036 | 0.00106 | 73.9048 | 73.9048 | 73.9048 | 73.9048 | 73.9048 | 73.5345 | 73.5345 | 73.5345 | 73.5345 | 73.5345 | 73.4701 | 73.4701 | 73.4701 | 73.4701 | 73.4701 | 73.4507 | 0 | 0 | 0 | 0 | 0 | 0 | 0 | 0 | 0 | 0 | 1778680.4886 | 1805345.5701 | 1832010.6516 | 1858675.7332 | 1885340.8147 | 1901171.4229 | 1927836.5045 | 1954501.586 | 1981166.6675 | 2007831.7491 | 2032611.5005 | 2032611.5005 | 2032611.5005 | 2032611.5005 | 2032611.5005 | 2032046.6437 | 0 | 0 | 0 | 0 | 0 | 0 | 0 | 0 | 0 | 0 | 1753390.6838 | 1781814.2818 | 1810237.8799 | 1838661.478 | 1867085.076 | 1884674.2008 | 1913097.7989 | 1941521.397 | 1969944.995 | 1998368.5931 | 2024906.8611 | 2024906.8611 | 2024906.8611 | 2024906.8611 | 2024906.8611 | 2024342.0043 | 0 | 0 | 0 | 0 | 0 | 0 | 0 | 0 | 0 | 0
| Oil | 35179757.5123 | 34959764.8722 | 35.1798 | 2010106.4311 | 2035396.2359 | -25289.8048 | 0% | 0.2149 | 4% | 1.4% | 0.32764 | 0.2149 | 1.3777 | 28907.7143 | 9747.2731 | 24282.48 | -642.816 | 16 | 12000 | 1909 | 8.5 | 0.84 | 15 | 12000 | 240 | 7% | 3.412 | 0.0036 | 0.00106 | 83.6758 | 83.6758 | 83.6758 | 83.6758 | 83.6758 | 83.1407 | 83.1407 | 83.1407 | 83.1407 | 83.1407 | 83.0516 | 83.0516 | 83.0516 | 83.0516 | 83.0516 | 83.0236 | 0 | 0 | 0 | 0 | 0 | 0 | 0 | 0 | 0 | 0 | 2035396.2359 | 2062061.3174 | 2088726.399 | 2115391.4805 | 2142056.562 | 2153253.1478 | 2179918.2294 | 2206583.3109 | 2233248.3924 | 2259913.474 | 2284002.8035 | 2284002.8035 | 2284002.8035 | 2284002.8035 | 2284002.8035 | 2283194.9457 | 0 | 0 | 0 | 0 | 0 | 0 | 0 | 0 | 0 | 0 | 2010106.4311 | 2038530.0292 | 2066953.6272 | 2095377.2253 | 2123800.8234 | 2136755.9257 | 2165179.5238 | 2193603.1219 | 2222026.7199 | 2250450.318 | 2276298.1641 | 2276298.1641 | 2276298.1641 | 2276298.1641 | 2276298.1641 | 2275490.3063 | 0 | 0 | 0 | 0 | 0 | 0 | 0 | 0 | 0 | 0
| Unknown, commercial | 29050237.7078 | 28830245.0676 | 29.0502 | 1628839.801 | 1654129.6058 | -25289.8048 | 0% | 0 | 4% | 1.4% | 0.32764 | 0.2149 | 1.3777 | blended | 9747.2731 | 24282.48 | -642.816 | 16 | 12000 | 1909 | 8.5 | blended | 15 | 12000 | 240 | 7% | 3.412 | 0.0036 | 0.00106 | blended | blended | blended | blended | blended | blended | blended | blended | blended | blended | blended | blended | blended | blended | blended | blended | blended | blended | blended | blended | blended | blended | blended | blended | blended | blended | 1658391.5076 | 1683474.9641 | 1708558.4206 | 1733641.8771 | 1758725.3336 | 1774148.2034 | 1799231.6599 | 1824315.1164 | 1849398.5729 | 1874482.0294 | 1897725.9899 | 1897725.9899 | 1897725.9899 | 1897725.9899 | 1897725.9899 | 1897240.073 | 0 | 0 | 0 | 0 | 0 | 0 | 0 | 0 | 0 | 0 | 1633101.7028 | 1659943.6758 | 1686785.6489 | 1713627.6219 | 1740469.595 | 1757650.9813 | 1784492.9543 | 1811334.9274 | 1838176.9004 | 1865018.8735 | 1890021.3505 | 1890021.3505 | 1890021.3505 | 1890021.3505 | 1890021.3505 | 1889535.4336 | 0 | 0 | 0 | 0 | 0 | 0 | 0 | 0 | 0 | 0
Multifamily | Natural Gas | 26178577.897 | 25956219.7446 | 26.1786 | 1437059.1266 | 1462620.8648 | -25561.7382 | 1.4% | 0 | 4% | 1.4% | 0.32764 | 0.2149 | 1.3777 | 28567.6235 | 9747.2731 | 24282.48 | -649.728 | 16 | 12000 | 1909 | 8.5 | 0.85 | 15 | 12000 | 240 | 6% | 3.412 | 0.0036 | 0.00106 | 63.7174 | 63.7174 | 63.7174 | 63.7174 | 63.7174 | 63.6511 | 63.6511 | 63.6511 | 63.6511 | 63.6511 | 63.6399 | 63.6399 | 63.6399 | 63.6399 | 63.6399 | 63.6363 | 0 | 0 | 0 | 0 | 0 | 0 | 0 | 0 | 0 | 0 | 1462620.8648 | 1489285.9463 | 1515951.0279 | 1542616.1094 | 1569281.1909 | 1594024.9179 | 1620689.9994 | 1647355.081 | 1674020.1625 | 1700685.244 | 1727025.2652 | 1727025.2652 | 1727025.2652 | 1727025.2652 | 1727025.2652 | 1726921.0266 | 0 | 0 | 0 | 0 | 0 | 0 | 0 | 0 | 0 | 0 | 1437059.1266 | 1465501.6335 | 1493944.1403 | 1522386.6472 | 1550829.154 | 1577350.3063 | 1605792.8132 | 1634235.32 | 1662677.8269 | 1691120.3337 | 1719237.7803 | 1719237.7803 | 1719237.7803 | 1719237.7803 | 1719237.7803 | 1719133.5416 | 0 | 0 | 0 | 0 | 0 | 0 | 0 | 0 | 0 | 0
| Propane | 31127665.3342 | 30905307.1818 | 31.1277 | 1753118.7504 | 1778680.4886 | -25561.7382 | 0% | 0.32764 | 4% | 1.4% | 0.32764 | 0.2149 | 1.3777 | 29256 | 9747.2731 | 24282.48 | -649.728 | 16 | 12000 | 1909 | 8.5 | 0.83 | 15 | 12000 | 240 | 6% | 3.412 | 0.0036 | 0.00106 | 73.9048 | 73.9048 | 73.9048 | 73.9048 | 73.9048 | 73.5345 | 73.5345 | 73.5345 | 73.5345 | 73.5345 | 73.4701 | 73.4701 | 73.4701 | 73.4701 | 73.4701 | 73.4507 | 0 | 0 | 0 | 0 | 0 | 0 | 0 | 0 | 0 | 0 | 1778680.4886 | 1805345.5701 | 1832010.6516 | 1858675.7332 | 1885340.8147 | 1901171.4229 | 1927836.5045 | 1954501.586 | 1981166.6675 | 2007831.7491 | 2032611.5005 | 2032611.5005 | 2032611.5005 | 2032611.5005 | 2032611.5005 | 2032046.6437 | 0 | 0 | 0 | 0 | 0 | 0 | 0 | 0 | 0 | 0 | 1753118.7504 | 1781561.2572 | 1810003.7641 | 1838446.2709 | 1866888.7778 | 1884496.8113 | 1912939.3182 | 1941381.825 | 1969824.3319 | 1998266.8387 | 2024824.0155 | 2024824.0155 | 2024824.0155 | 2024824.0155 | 2024824.0155 | 2024259.1587 | 0 | 0 | 0 | 0 | 0 | 0 | 0 | 0 | 0 | 0
| Oil | 35179757.5123 | 34957399.3599 | 35.1798 | 2009834.4977 | 2035396.2359 | -25561.7382 | 0% | 0.2149 | 4% | 1.4% | 0.32764 | 0.2149 | 1.3777 | 28907.7143 | 9747.2731 | 24282.48 | -649.728 | 16 | 12000 | 1909 | 8.5 | 0.84 | 15 | 12000 | 240 | 6% | 3.412 | 0.0036 | 0.00106 | 83.6758 | 83.6758 | 83.6758 | 83.6758 | 83.6758 | 83.1407 | 83.1407 | 83.1407 | 83.1407 | 83.1407 | 83.0516 | 83.0516 | 83.0516 | 83.0516 | 83.0516 | 83.0236 | 0 | 0 | 0 | 0 | 0 | 0 | 0 | 0 | 0 | 0 | 2035396.2359 | 2062061.3174 | 2088726.399 | 2115391.4805 | 2142056.562 | 2153253.1478 | 2179918.2294 | 2206583.3109 | 2233248.3924 | 2259913.474 | 2284002.8035 | 2284002.8035 | 2284002.8035 | 2284002.8035 | 2284002.8035 | 2283194.9457 | 0 | 0 | 0 | 0 | 0 | 0 | 0 | 0 | 0 | 0 | 2009834.4977 | 2038277.0045 | 2066719.5114 | 2095162.0183 | 2123604.5251 | 2136578.5362 | 2165021.0431 | 2193463.5499 | 2221906.0568 | 2250348.5636 | 2276215.3185 | 2276215.3185 | 2276215.3185 | 2276215.3185 | 2276215.3185 | 2275407.4607 | 0 | 0 | 0 | 0 | 0 | 0 | 0 | 0 | 0 | 0
| Unknown, commercial | 29050237.7078 | 28827879.5554 | 29.0502 | 1142404.1911 | 1167965.9293 | -25561.7382 | 0% | 0 | 4% | 1.4% | 0.32764 | 0.2149 | 1.3777 | blended | 9747.2731 | 24282.48 | -649.728 | 16 | 12000 | 1909 | 8.5 | blended | 15 | 12000 | 240 | 6% | 3.412 | 0.0036 | 0.00106 | blended | blended | blended | blended | blended | blended | blended | blended | blended | blended | blended | blended | blended | blended | blended | blended | blended | blended | blended | blended | blended | blended | blended | blended | blended | blended | 1658391.5076 | 1683474.9641 | 1708558.4206 | 1733641.8771 | 1758725.3336 | 1774148.2034 | 1799231.6599 | 1824315.1164 | 1849398.5729 | 1874482.0294 | 1897725.9899 | 1897725.9899 | 1897725.9899 | 1897725.9899 | 1897725.9899 | 1897240.073 | 0 | 0 | 0 | 0 | 0 | 0 | 0 | 0 | 0 | 0 | 1632829.7694 | 1659690.6512 | 1686551.5331 | 1713412.4149 | 1740273.2967 | 1757473.5918 | 1784334.4736 | 1811195.3555 | 1838056.2373 | 1864917.1191 | 1889938.505 | 1889938.505 | 1889938.505 | 1889938.505 | 1889938.505 | 1889452.588 | 0 | 0 | 0 | 0 | 0 | 0 | 0 | 0 | 0 | 0
Unknown | Natural Gas | 26178577.897 | 25958348.7057 | 26.1786 | 1437303.8667 | 1462620.8648 | -25316.9981 | 1.4% | 0 | 4% | 1.4% | 0.32764 | 0.2149 | 1.3777 | 28567.6235 | 9747.2731 | 24282.48 | -643.5072 | 16 | 12000 | 1909 | 8.5 | 0.85 | 15 | 12000 | 240 | 6.9% | 3.412 | 0.0036 | 0.00106 | 63.7174 | 63.7174 | 63.7174 | 63.7174 | 63.7174 | 63.6511 | 63.6511 | 63.6511 | 63.6511 | 63.6511 | 63.6399 | 63.6399 | 63.6399 | 63.6399 | 63.6399 | 63.6363 | 0 | 0 | 0 | 0 | 0 | 0 | 0 | 0 | 0 | 0 | 1462620.8648 | 1489285.9463 | 1515951.0279 | 1542616.1094 | 1569281.1909 | 1594024.9179 | 1620689.9994 | 1647355.081 | 1674020.1625 | 1700685.244 | 1727025.2652 | 1727025.2652 | 1727025.2652 | 1727025.2652 | 1727025.2652 | 1726921.0266 | 0 | 0 | 0 | 0 | 0 | 0 | 0 | 0 | 0 | 0 | 1437303.8667 | 1465729.3556 | 1494154.8446 | 1522580.3335 | 1551005.8225 | 1577509.9569 | 1605935.4458 | 1634360.9348 | 1662786.4237 | 1691211.9127 | 1719312.3413 | 1719312.3413 | 1719312.3413 | 1719312.3413 | 1719312.3413 | 1719208.1027 | 0 | 0 | 0 | 0 | 0 | 0 | 0 | 0 | 0 | 0
| Propane | 31127665.3342 | 30907436.1429 | 31.1277 | 1753363.4904 | 1778680.4886 | -25316.9981 | 0% | 0.32764 | 4% | 1.4% | 0.32764 | 0.2149 | 1.3777 | 29256 | 9747.2731 | 24282.48 | -643.5072 | 16 | 12000 | 1909 | 8.5 | 0.83 | 15 | 12000 | 240 | 6.9% | 3.412 | 0.0036 | 0.00106 | 73.9048 | 73.9048 | 73.9048 | 73.9048 | 73.9048 | 73.5345 | 73.5345 | 73.5345 | 73.5345 | 73.5345 | 73.4701 | 73.4701 | 73.4701 | 73.4701 | 73.4701 | 73.4507 | 0 | 0 | 0 | 0 | 0 | 0 | 0 | 0 | 0 | 0 | 1778680.4886 | 1805345.5701 | 1832010.6516 | 1858675.7332 | 1885340.8147 | 1901171.4229 | 1927836.5045 | 1954501.586 | 1981166.6675 | 2007831.7491 | 2032611.5005 | 2032611.5005 | 2032611.5005 | 2032611.5005 | 2032611.5005 | 2032046.6437 | 0 | 0 | 0 | 0 | 0 | 0 | 0 | 0 | 0 | 0 | 1753363.4904 | 1781788.9794 | 1810214.4683 | 1838639.9573 | 1867065.4462 | 1884656.4619 | 1913081.9508 | 1941507.4398 | 1969932.9287 | 1998358.4177 | 2024898.5765 | 2024898.5765 | 2024898.5765 | 2024898.5765 | 2024898.5765 | 2024333.7197 | 0 | 0 | 0 | 0 | 0 | 0 | 0 | 0 | 0 | 0
| Oil | 35179757.5123 | 34959528.321 | 35.1798 | 2010079.2377 | 2035396.2359 | -25316.9981 | 0% | 0.2149 | 4% | 1.4% | 0.32764 | 0.2149 | 1.3777 | 28907.7143 | 9747.2731 | 24282.48 | -643.5072 | 16 | 12000 | 1909 | 8.5 | 0.84 | 15 | 12000 | 240 | 6.9% | 3.412 | 0.0036 | 0.00106 | 83.6758 | 83.6758 | 83.6758 | 83.6758 | 83.6758 | 83.1407 | 83.1407 | 83.1407 | 83.1407 | 83.1407 | 83.0516 | 83.0516 | 83.0516 | 83.0516 | 83.0516 | 83.0236 | 0 | 0 | 0 | 0 | 0 | 0 | 0 | 0 | 0 | 0 | 2035396.2359 | 2062061.3174 | 2088726.399 | 2115391.4805 | 2142056.562 | 2153253.1478 | 2179918.2294 | 2206583.3109 | 2233248.3924 | 2259913.474 | 2284002.8035 | 2284002.8035 | 2284002.8035 | 2284002.8035 | 2284002.8035 | 2283194.9457 | 0 | 0 | 0 | 0 | 0 | 0 | 0 | 0 | 0 | 0 | 2010079.2377 | 2038504.7267 | 2066930.2156 | 2095355.7046 | 2123781.1936 | 2136738.1868 | 2165163.6757 | 2193589.1647 | 2222014.6536 | 2250440.1426 | 2276289.8795 | 2276289.8795 | 2276289.8795 | 2276289.8795 | 2276289.8795 | 2275482.0217 | 0 | 0 | 0 | 0 | 0 | 0 | 0 | 0 | 0 | 0
| Unknown, commercial | 29050237.7078 | 28830008.5164 | 29.0502 | 1575087.0959 | 1600404.094 | -25316.9981 | 0% | 0 | 4% | 1.4% | 0.32764 | 0.2149 | 1.3777 | blended | 9747.2731 | 24282.48 | -643.5072 | 16 | 12000 | 1909 | 8.5 | blended | 15 | 12000 | 240 | 6.9% | 3.412 | 0.0036 | 0.00106 | blended | blended | blended | blended | blended | blended | blended | blended | blended | blended | blended | blended | blended | blended | blended | blended | blended | blended | blended | blended | blended | blended | blended | blended | blended | blended | 1658391.5076 | 1683474.9641 | 1708558.4206 | 1733641.8771 | 1758725.3336 | 1774148.2034 | 1799231.6599 | 1824315.1164 | 1849398.5729 | 1874482.0294 | 1897725.9899 | 1897725.9899 | 1897725.9899 | 1897725.9899 | 1897725.9899 | 1897240.073 | 0 | 0 | 0 | 0 | 0 | 0 | 0 | 0 | 0 | 0 | 1633074.5094 | 1659918.3734 | 1686762.2373 | 1713606.1012 | 1740449.9651 | 1757633.2423 | 1784477.1063 | 1811320.9702 | 1838164.8341 | 1865008.698 | 1890013.066 | 1890013.066 | 1890013.066 | 1890013.066 | 1890013.066 | 1889527.1491 | 0 | 0 | 0 | 0 | 0 | 0 | 0 | 0 | 0 | 0
Table 107. Vermont Primary Heating Fuel Mix and Average Heating Efficiency, Residential Buildings
[19 empty] | Heating Fuel | Single Family | Multifamily | Unknown | Average Heating Efficiency (ηave)
[19 empty] | Oil | 45% | 5% | 41% | 0.84
[19 empty] | Propane | 17% | 5% | 16% | 0.83
[19 empty] | Natural Gas | 23% | 66% | 27% | 0.85
[19 empty] | Electricity | 6% | 23% | 8% | 2.52
[19 empty] | Wood | 8% | 1% | 7% | 0.53

## RE_HVAC_HPXP
Characterization: | RE_HVAC_HPXP
Residential ASHP - Ductless, Partial Displacement
Assumptions:
▪ Heat pump meets ENERGY STAR minimum efficiency standards for split system heat pumps
▪ Existing A/C presence is unknown
helper row
[5 empty] | 2025 First Year Savings |  |  | Affected Fuel Adders |  | Mixed Baseline Scenario Adders | [21 empty] | Affected Fuel Lifecycle Carbon Intensity - With Adder (gCO2e/MJ) | [25 empty] | Lifetime CO2e Reductions per TonR [g CO2e/tonR], Thermal Sector | [25 empty] | Lifetime CO2e Reductions per TonR [g CO2e/tonR], Total
Building Type | Existing heating fuel | Lifetime CO2e Reductions per TonR [g CO2e/tonR], Thermal Sector | Lifetime CO2e Reductions per TonR [g CO2e/tonR], Total | Lifetime Credits per TonR | ΔCO2e | ΔCO2edirect | ΔCO2eHPcool | TDL | CI' | TDLelec | TDLng | CI' prop | CI' oil | CI' wood | ΔEbaseheat [MJ] | EHPheat | Ehl [MJ] | ΔEcool [MJ] | Measure Life | HF | HCAP47F [btuh] | EFLHheat | HSPF2 | ηheat | SEER2 | CCAP [btuh] | EFLHcool | %Cool | Btu per Watt-hour | MJ/Wh | MJ/BTU | 2025 | 2026 | 2027 | 2028 | 2029 | 2030 | 2031 | 2032 | 2033 | 2034 | 2035 | 2036 | 2037 | 2038 | 2039 | 2040 | 2041 | 2042 | 2043 | 2044 | 2045 | 2046 | 2047 | 2048 | 2049 | 2050 | 2025 | 2026 | 2027 | 2028 | 2029 | 2030 | 2031 | 2032 | 2033 | 2034 | 2035 | 2036 | 2037 | 2038 | 2039 | 2040 | 2041 | 2042 | 2043 | 2044 | 2045 | 2046 | 2047 | 2048 | 2049 | 2050 | 2025 | 2026 | 2027 | 2028 | 2029 | 2030 | 2031 | 2032 | 2033 | 2034 | 2035 | 2036 | 2037 | 2038 | 2039 | 2040 | 2041 | 2042 | 2043 | 2044 | 2045 | 2046 | 2047 | 2048 | 2049 | 2050
Single Family | Natural Gas | 8798930.7389 | 8581832.7387 | 8.7989 | 460633.0145 | 485590.0587 | -24957.0442 | 1.4% | 0 | 4% | 1.4% | 0.32764 | 0.2149 | 1.3777 | 9712.992 | 3611.4897 | 8256.0432 | -634.3579 | 16 | 34% | 12000 | 1909 | 7.8 | 0.85 | 15.2 | 12000 | 240 | 7% | 3.412 | 0.0036 | 0.00106 | 63.7174 | 63.7174 | 63.7174 | 63.7174 | 63.7174 | 63.6511 | 63.6511 | 63.6511 | 63.6511 | 63.6511 | 63.6399 | 63.6399 | 63.6399 | 63.6399 | 63.6399 | 63.6363 | 0 | 0 | 0 | 0 | 0 | 0 | 0 | 0 | 0 | 0 | 485590.0587 | 495469.8133 | 505349.5679 | 515229.3224 | 525109.077 | 534335.571 | 544215.3256 | 554095.0801 | 563974.8347 | 573854.5893 | 583623.8233 | 583623.8233 | 583623.8233 | 583623.8233 | 583623.8233 | 583588.3822 | 0 | 0 | 0 | 0 | 0 | 0 | 0 | 0 | 0 | 0 | 460633.0145 | 472248.1472 | 483863.28 | 495478.4127 | 507093.5454 | 518055.4176 | 529670.5503 | 541285.6831 | 552900.8158 | 564515.9485 | 576020.5608 | 576020.5608 | 576020.5608 | 576020.5608 | 576020.5608 | 575985.1196 | 0 | 0 | 0 | 0 | 0 | 0 | 0 | 0 | 0 | 0
| Propane | 10481620.4675 | 10264522.4674 | 10.4816 | 568093.2866 | 593050.3308 | -24957.0442 | 0% | 0.32764 | 4% | 1.4% | 0.32764 | 0.2149 | 1.3777 | 9947.04 | 3611.4897 | 8256.0432 | -634.3579 | 16 | 34% | 12000 | 1909 | 7.8 | 0.83 | 15.2 | 12000 | 240 | 7% | 3.412 | 0.0036 | 0.00106 | 73.9048 | 73.9048 | 73.9048 | 73.9048 | 73.9048 | 73.5345 | 73.5345 | 73.5345 | 73.5345 | 73.5345 | 73.4701 | 73.4701 | 73.4701 | 73.4701 | 73.4701 | 73.4507 | 0 | 0 | 0 | 0 | 0 | 0 | 0 | 0 | 0 | 0 | 593050.3308 | 602930.0854 | 612809.8399 | 622689.5945 | 632569.3491 | 638765.3827 | 648645.1373 | 658524.8918 | 668404.6464 | 678284.401 | 687523.1433 | 687523.1433 | 687523.1433 | 687523.1433 | 687523.1433 | 687331.092 | 0 | 0 | 0 | 0 | 0 | 0 | 0 | 0 | 0 | 0 | 568093.2866 | 579708.4193 | 591323.552 | 602938.6848 | 614553.8175 | 622485.2293 | 634100.3621 | 645715.4948 | 657330.6275 | 668945.7603 | 679919.8808 | 679919.8808 | 679919.8808 | 679919.8808 | 679919.8808 | 679727.8294 | 0 | 0 | 0 | 0 | 0 | 0 | 0 | 0 | 0 | 0
| Oil | 11859331.8081 | 11642233.8079 | 11.8593 | 655376.6407 | 680333.6849 | -24957.0442 | 0% | 0.2149 | 4% | 1.4% | 0.32764 | 0.2149 | 1.3777 | 9828.6229 | 3611.4897 | 8256.0432 | -634.3579 | 16 | 34% | 12000 | 1909 | 7.8 | 0.84 | 15.2 | 12000 | 240 | 7% | 3.412 | 0.0036 | 0.00106 | 83.6758 | 83.6758 | 83.6758 | 83.6758 | 83.6758 | 83.1407 | 83.1407 | 83.1407 | 83.1407 | 83.1407 | 83.0516 | 83.0516 | 83.0516 | 83.0516 | 83.0516 | 83.0236 | 0 | 0 | 0 | 0 | 0 | 0 | 0 | 0 | 0 | 0 | 680333.6849 | 690213.4395 | 700093.194 | 709972.9486 | 719852.7032 | 724473.1692 | 734352.9237 | 744232.6783 | 754112.4329 | 763992.1875 | 772996.1863 | 772996.1863 | 772996.1863 | 772996.1863 | 772996.1863 | 772721.5147 | 0 | 0 | 0 | 0 | 0 | 0 | 0 | 0 | 0 | 0 | 655376.6407 | 666991.7734 | 678606.9061 | 690222.0389 | 701837.1716 | 708193.0158 | 719808.1485 | 731423.2813 | 743038.414 | 754653.5467 | 765392.9238 | 765392.9238 | 765392.9238 | 765392.9238 | 765392.9238 | 765118.2521 | 0 | 0 | 0 | 0 | 0 | 0 | 0 | 0 | 0 | 0
| Unknown, commercial | 9775295.0745 | 9558197.0744 | 9.7753 | 525745.9864 | 550703.0306 | -24957.0442 | 0% | 0 | 4% | 1.4% | 0.32764 | 0.2149 | 1.3777 | blended | 3611.4897 | 8256.0432 | -634.3579 | 16 | 34% | 12000 | 1909 | 7.8 | blended | 15.2 | 12000 | 240 | 7% | 3.412 | 0.0036 | 0.00106 | blended | blended | blended | blended | blended | blended | blended | blended | blended | blended | blended | blended | blended | blended | blended | blended | blended | blended | blended | blended | blended | blended | blended | blended | blended | blended | 552152.0773 | 561494.0793 | 570836.0814 | 580178.0834 | 589520.0855 | 595577.4881 | 604919.4901 | 614261.4922 | 623603.4942 | 632945.4963 | 641662.0697 | 641662.0697 | 641662.0697 | 641662.0697 | 641662.0697 | 641496.858 | 0 | 0 | 0 | 0 | 0 | 0 | 0 | 0 | 0 | 0 | 527195.0331 | 538272.4133 | 549349.7935 | 560427.1737 | 571504.5539 | 579297.3347 | 590374.7149 | 601452.0951 | 612529.4753 | 623606.8556 | 634058.8072 | 634058.8072 | 634058.8072 | 634058.8072 | 634058.8072 | 633893.5954 | 0 | 0 | 0 | 0 | 0 | 0 | 0 | 0 | 0 | 0
Multifamily | Natural Gas | 8798930.7389 | 8579498.3516 | 8.7989 | 460364.6592 | 485590.0587 | -25225.3995 | 1.4% | 0 | 4% | 1.4% | 0.32764 | 0.2149 | 1.3777 | 9712.992 | 3611.4897 | 8256.0432 | -641.1789 | 16 | 34% | 12000 | 1909 | 7.8 | 0.85 | 15.2 | 12000 | 240 | 6% | 3.412 | 0.0036 | 0.00106 | 63.7174 | 63.7174 | 63.7174 | 63.7174 | 63.7174 | 63.6511 | 63.6511 | 63.6511 | 63.6511 | 63.6511 | 63.6399 | 63.6399 | 63.6399 | 63.6399 | 63.6399 | 63.6363 | 0 | 0 | 0 | 0 | 0 | 0 | 0 | 0 | 0 | 0 | 485590.0587 | 495469.8133 | 505349.5679 | 515229.3224 | 525109.077 | 534335.571 | 544215.3256 | 554095.0801 | 563974.8347 | 573854.5893 | 583623.8233 | 583623.8233 | 583623.8233 | 583623.8233 | 583623.8233 | 583588.3822 | 0 | 0 | 0 | 0 | 0 | 0 | 0 | 0 | 0 | 0 | 460364.6592 | 471998.4519 | 483632.2446 | 495266.0373 | 506899.83 | 517880.3622 | 529514.1549 | 541147.9476 | 552781.7403 | 564415.5331 | 575938.8053 | 575938.8053 | 575938.8053 | 575938.8053 | 575938.8053 | 575903.3641 | 0 | 0 | 0 | 0 | 0 | 0 | 0 | 0 | 0 | 0
| Propane | 10481620.4675 | 10262188.0803 | 10.4816 | 567824.9313 | 593050.3308 | -25225.3995 | 0% | 0.32764 | 4% | 1.4% | 0.32764 | 0.2149 | 1.3777 | 9947.04 | 3611.4897 | 8256.0432 | -641.1789 | 16 | 34% | 12000 | 1909 | 7.8 | 0.83 | 15.2 | 12000 | 240 | 6% | 3.412 | 0.0036 | 0.00106 | 73.9048 | 73.9048 | 73.9048 | 73.9048 | 73.9048 | 73.5345 | 73.5345 | 73.5345 | 73.5345 | 73.5345 | 73.4701 | 73.4701 | 73.4701 | 73.4701 | 73.4701 | 73.4507 | 0 | 0 | 0 | 0 | 0 | 0 | 0 | 0 | 0 | 0 | 593050.3308 | 602930.0854 | 612809.8399 | 622689.5945 | 632569.3491 | 638765.3827 | 648645.1373 | 658524.8918 | 668404.6464 | 678284.401 | 687523.1433 | 687523.1433 | 687523.1433 | 687523.1433 | 687523.1433 | 687331.092 | 0 | 0 | 0 | 0 | 0 | 0 | 0 | 0 | 0 | 0 | 567824.9313 | 579458.724 | 591092.5167 | 602726.3094 | 614360.1021 | 622310.1739 | 633943.9666 | 645577.7593 | 657211.552 | 668845.3448 | 679838.1252 | 679838.1252 | 679838.1252 | 679838.1252 | 679838.1252 | 679646.0739 | 0 | 0 | 0 | 0 | 0 | 0 | 0 | 0 | 0 | 0
| Oil | 11859331.8081 | 11639899.4208 | 11.8593 | 655108.2854 | 680333.6849 | -25225.3995 | 0% | 0.2149 | 4% | 1.4% | 0.32764 | 0.2149 | 1.3777 | 9828.6229 | 3611.4897 | 8256.0432 | -641.1789 | 16 | 34% | 12000 | 1909 | 7.8 | 0.84 | 15.2 | 12000 | 240 | 6% | 3.412 | 0.0036 | 0.00106 | 83.6758 | 83.6758 | 83.6758 | 83.6758 | 83.6758 | 83.1407 | 83.1407 | 83.1407 | 83.1407 | 83.1407 | 83.0516 | 83.0516 | 83.0516 | 83.0516 | 83.0516 | 83.0236 | 0 | 0 | 0 | 0 | 0 | 0 | 0 | 0 | 0 | 0 | 680333.6849 | 690213.4395 | 700093.194 | 709972.9486 | 719852.7032 | 724473.1692 | 734352.9237 | 744232.6783 | 754112.4329 | 763992.1875 | 772996.1863 | 772996.1863 | 772996.1863 | 772996.1863 | 772996.1863 | 772721.5147 | 0 | 0 | 0 | 0 | 0 | 0 | 0 | 0 | 0 | 0 | 655108.2854 | 666742.0781 | 678375.8708 | 690009.6635 | 701643.4562 | 708017.9604 | 719651.7531 | 731285.5458 | 742919.3385 | 754553.1312 | 765311.1683 | 765311.1683 | 765311.1683 | 765311.1683 | 765311.1683 | 765036.4966 | 0 | 0 | 0 | 0 | 0 | 0 | 0 | 0 | 0 | 0
| Unknown, commercial | 9775295.0745 | 9555862.6873 | 9.7753 | 360181.9811 | 385407.3806 | -25225.3995 | 0% | 0 | 4% | 1.4% | 0.32764 | 0.2149 | 1.3777 | blended | 3611.4897 | 8256.0432 | -641.1789 | 16 | 34% | 12000 | 1909 | 7.8 | blended | 15.2 | 12000 | 240 | 6% | 3.412 | 0.0036 | 0.00106 | blended | blended | blended | blended | blended | blended | blended | blended | blended | blended | blended | blended | blended | blended | blended | blended | blended | blended | blended | blended | blended | blended | blended | blended | blended | blended | 552152.0773 | 561494.0793 | 570836.0814 | 580178.0834 | 589520.0855 | 595577.4881 | 604919.4901 | 614261.4922 | 623603.4942 | 632945.4963 | 641662.0697 | 641662.0697 | 641662.0697 | 641662.0697 | 641662.0697 | 641496.858 | 0 | 0 | 0 | 0 | 0 | 0 | 0 | 0 | 0 | 0 | 526926.6777 | 538022.7179 | 549118.7581 | 560214.7983 | 571310.8386 | 579122.2793 | 590218.3195 | 601314.3597 | 612410.3999 | 623506.4401 | 633977.0517 | 633977.0517 | 633977.0517 | 633977.0517 | 633977.0517 | 633811.8399 | 0 | 0 | 0 | 0 | 0 | 0 | 0 | 0 | 0 | 0
Unknown | Natural Gas | 8798930.7389 | 8581599.3 | 8.7989 | 460606.179 | 485590.0587 | -24983.8797 | 1.4% | 0 | 4% | 1.4% | 0.32764 | 0.2149 | 1.3777 | 9712.992 | 3611.4897 | 8256.0432 | -635.04 | 16 | 34% | 12000 | 1909 | 7.8 | 0.85 | 15.2 | 12000 | 240 | 6.9% | 3.412 | 0.0036 | 0.00106 | 63.7174 | 63.7174 | 63.7174 | 63.7174 | 63.7174 | 63.6511 | 63.6511 | 63.6511 | 63.6511 | 63.6511 | 63.6399 | 63.6399 | 63.6399 | 63.6399 | 63.6399 | 63.6363 | 0 | 0 | 0 | 0 | 0 | 0 | 0 | 0 | 0 | 0 | 485590.0587 | 495469.8133 | 505349.5679 | 515229.3224 | 525109.077 | 534335.571 | 544215.3256 | 554095.0801 | 563974.8347 | 573854.5893 | 583623.8233 | 583623.8233 | 583623.8233 | 583623.8233 | 583623.8233 | 583588.3822 | 0 | 0 | 0 | 0 | 0 | 0 | 0 | 0 | 0 | 0 | 460606.179 | 472223.1777 | 483840.1764 | 495457.1752 | 507074.1739 | 518037.9121 | 529654.9108 | 541271.9095 | 552888.9083 | 564505.907 | 576012.3852 | 576012.3852 | 576012.3852 | 576012.3852 | 576012.3852 | 575976.9441 | 0 | 0 | 0 | 0 | 0 | 0 | 0 | 0 | 0 | 0
| Propane | 10481620.4675 | 10264289.0287 | 10.4816 | 568066.451 | 593050.3308 | -24983.8797 | 0% | 0.32764 | 4% | 1.4% | 0.32764 | 0.2149 | 1.3777 | 9947.04 | 3611.4897 | 8256.0432 | -635.04 | 16 | 34% | 12000 | 1909 | 7.8 | 0.83 | 15.2 | 12000 | 240 | 6.9% | 3.412 | 0.0036 | 0.00106 | 73.9048 | 73.9048 | 73.9048 | 73.9048 | 73.9048 | 73.5345 | 73.5345 | 73.5345 | 73.5345 | 73.5345 | 73.4701 | 73.4701 | 73.4701 | 73.4701 | 73.4701 | 73.4507 | 0 | 0 | 0 | 0 | 0 | 0 | 0 | 0 | 0 | 0 | 593050.3308 | 602930.0854 | 612809.8399 | 622689.5945 | 632569.3491 | 638765.3827 | 648645.1373 | 658524.8918 | 668404.6464 | 678284.401 | 687523.1433 | 687523.1433 | 687523.1433 | 687523.1433 | 687523.1433 | 687331.092 | 0 | 0 | 0 | 0 | 0 | 0 | 0 | 0 | 0 | 0 | 568066.451 | 579683.4498 | 591300.4485 | 602917.4472 | 614534.446 | 622467.7238 | 634084.7225 | 645701.7212 | 657318.72 | 668935.7187 | 679911.7052 | 679911.7052 | 679911.7052 | 679911.7052 | 679911.7052 | 679719.6539 | 0 | 0 | 0 | 0 | 0 | 0 | 0 | 0 | 0 | 0
| Oil | 11859331.8081 | 11642000.3692 | 11.8593 | 655349.8051 | 680333.6849 | -24983.8797 | 0% | 0.2149 | 4% | 1.4% | 0.32764 | 0.2149 | 1.3777 | 9828.6229 | 3611.4897 | 8256.0432 | -635.04 | 16 | 34% | 12000 | 1909 | 7.8 | 0.84 | 15.2 | 12000 | 240 | 6.9% | 3.412 | 0.0036 | 0.00106 | 83.6758 | 83.6758 | 83.6758 | 83.6758 | 83.6758 | 83.1407 | 83.1407 | 83.1407 | 83.1407 | 83.1407 | 83.0516 | 83.0516 | 83.0516 | 83.0516 | 83.0516 | 83.0236 | 0 | 0 | 0 | 0 | 0 | 0 | 0 | 0 | 0 | 0 | 680333.6849 | 690213.4395 | 700093.194 | 709972.9486 | 719852.7032 | 724473.1692 | 734352.9237 | 744232.6783 | 754112.4329 | 763992.1875 | 772996.1863 | 772996.1863 | 772996.1863 | 772996.1863 | 772996.1863 | 772721.5147 | 0 | 0 | 0 | 0 | 0 | 0 | 0 | 0 | 0 | 0 | 655349.8051 | 666966.8039 | 678583.8026 | 690200.8013 | 701817.8001 | 708175.5102 | 719792.509 | 731409.5077 | 743026.5064 | 754643.5052 | 765384.7482 | 765384.7482 | 765384.7482 | 765384.7482 | 765384.7482 | 765110.0766 | 0 | 0 | 0 | 0 | 0 | 0 | 0 | 0 | 0 | 0
| Unknown, commercial | 9775295.0745 | 9557963.6356 | 9.7753 | 507452.4769 | 532436.3566 | -24983.8797 | 0% | 0 | 4% | 1.4% | 0.32764 | 0.2149 | 1.3777 | blended | 3611.4897 | 8256.0432 | -635.04 | 16 | 34% | 12000 | 1909 | 7.8 | blended | 15.2 | 12000 | 240 | 6.9% | 3.412 | 0.0036 | 0.00106 | blended | blended | blended | blended | blended | blended | blended | blended | blended | blended | blended | blended | blended | blended | blended | blended | blended | blended | blended | blended | blended | blended | blended | blended | blended | blended | 552152.0773 | 561494.0793 | 570836.0814 | 580178.0834 | 589520.0855 | 595577.4881 | 604919.4901 | 614261.4922 | 623603.4942 | 632945.4963 | 641662.0697 | 641662.0697 | 641662.0697 | 641662.0697 | 641662.0697 | 641496.858 | 0 | 0 | 0 | 0 | 0 | 0 | 0 | 0 | 0 | 0 | 527168.1975 | 538247.4437 | 549326.69 | 560405.9362 | 571485.1824 | 579279.8291 | 590359.0754 | 601438.3216 | 612517.5678 | 623596.814 | 634050.6316 | 634050.6316 | 634050.6316 | 634050.6316 | 634050.6316 | 633885.4199 | 0 | 0 | 0 | 0 | 0 | 0 | 0 | 0 | 0 | 0
Table 109. Vermont Primary Heating Fuel Mix and Average Heating Efficiency, Residential Buildings
[19 empty] | Heating Fuel | Single Family | Multifamily | Unknown | Average Heating Efficiency (ηave)
[19 empty] | Oil | 45% | 5% | 41% | 0.84
[19 empty] | Propane | 17% | 5% | 16% | 0.83
[19 empty] | Natural Gas | 23% | 66% | 27% | 0.85
[19 empty] | Electricity | 6% | 23% | 8% | 2.52
[19 empty] | Wood | 8% | 1% | 7% | 0.53

## RE_HVAC_AWHP
Characterization: | RE_HVAC_AWHP
Residential ASHP - Air-to-Water Heat Pump
Assumptions:
▪ AWHP COPheat = 2.83
helper row
[5 empty] | 2025 First Year Savings |  | Affected Fuel Adders |  | Mixed Baseline Scenario Adders | [13 empty] | Affected Fuel Lifecycle Carbon Intensity - With Adder (gCO2e/MJ) | [25 empty] | Lifetime CO2e Reductions per TonR [g CO2e/tonR], Thermal Sector | [25 empty] | Lifetime CO2e Reductions per TonR [g CO2e/tonR], Total
Building Type | Existing heating fuel | Lifetime CO2e Reductions per TonR [g CO2e/tonR], Thermal Sector | Lifetime CO2e Reductions per TonR [g CO2e/tonR], Total | Lifetime Credits per TonR | ΔCO2e | ΔCO2edirect | TDL | CI' | TDLelec | TDLng | CI' prop | CI' oil | CI' wood | ΔEbaseheat [MJ] | EHPheat | Ehl [MJ] | Measure Life | HCAP47F [btuh] | EFLHheat | COPhp | ηheat | MJ/BTU | 2025 | 2026 | 2027 | 2028 | 2029 | 2030 | 2031 | 2032 | 2033 | 2034 | 2035 | 2036 | 2037 | 2038 | 2039 | 2040 | 2041 | 2042 | 2043 | 2044 | 2045 | 2046 | 2047 | 2048 | 2049 | 2050 | 2025 | 2026 | 2027 | 2028 | 2029 | 2030 | 2031 | 2032 | 2033 | 2034 | 2035 | 2036 | 2037 | 2038 | 2039 | 2040 | 2041 | 2042 | 2043 | 2044 | 2045 | 2046 | 2047 | 2048 | 2049 | 2050 | 2025 | 2026 | 2027 | 2028 | 2029 | 2030 | 2031 | 2032 | 2033 | 2034 | 2035 | 2036 | 2037 | 2038 | 2039 | 2040 | 2041 | 2042 | 2043 | 2044 | 2045 | 2046 | 2047 | 2048 | 2049 | 2050
Single Family | Natural Gas | 26580230.3366 | 26580230.3366 | 26.5802 | 1508793.8267 | 1508793.8267 | 1.4% | 0 | 4% | 1.4% | 0.32764 | 0.2149 | 1.3777 | 28567.6235 | 8573.6493 | 24282.48 | 16 | 12000 | 1909 | 2.8322 | 0.85 | 0.00106 | 63.7174 | 63.7174 | 63.7174 | 63.7174 | 63.7174 | 63.6511 | 63.6511 | 63.6511 | 63.6511 | 63.6511 | 63.6399 | 63.6399 | 63.6399 | 63.6399 | 63.6399 | 63.6363 | 0 | 0 | 0 | 0 | 0 | 0 | 0 | 0 | 0 | 0 | 1508793.8267 | 1532248.2897 | 1555702.7526 | 1579157.2156 | 1602611.6785 | 1624144.7869 | 1647599.2499 | 1671053.7128 | 1694508.1758 | 1717962.6387 | 1741092.0413 | 1741092.0413 | 1741092.0413 | 1741092.0413 | 1741092.0413 | 1740987.8027 | 0 | 0 | 0 | 0 | 0 | 0 | 0 | 0 | 0 | 0 | 1508793.8267 | 1532248.2897 | 1555702.7526 | 1579157.2156 | 1602611.6785 | 1624144.7869 | 1647599.2499 | 1671053.7128 | 1694508.1758 | 1717962.6387 | 1741092.0413 | 1741092.0413 | 1741092.0413 | 1741092.0413 | 1741092.0413 | 1740987.8027 | 0 | 0 | 0 | 0 | 0 | 0 | 0 | 0 | 0 | 0
| Propane | 31529317.7738 | 31529317.7738 | 31.5293 | 1824853.4505 | 1824853.4505 | 0% | 0.32764 | 4% | 1.4% | 0.32764 | 0.2149 | 1.3777 | 29256 | 8573.6493 | 24282.48 | 16 | 12000 | 1909 | 2.8322 | 0.83 | 0.00106 | 73.9048 | 73.9048 | 73.9048 | 73.9048 | 73.9048 | 73.5345 | 73.5345 | 73.5345 | 73.5345 | 73.5345 | 73.4701 | 73.4701 | 73.4701 | 73.4701 | 73.4701 | 73.4507 | 0 | 0 | 0 | 0 | 0 | 0 | 0 | 0 | 0 | 0 | 1824853.4505 | 1848307.9134 | 1871762.3764 | 1895216.8393 | 1918671.3023 | 1931291.2919 | 1954745.7549 | 1978200.2178 | 2001654.6808 | 2025109.1437 | 2046678.2766 | 2046678.2766 | 2046678.2766 | 2046678.2766 | 2046678.2766 | 2046113.4198 | 0 | 0 | 0 | 0 | 0 | 0 | 0 | 0 | 0 | 0 | 1824853.4505 | 1848307.9134 | 1871762.3764 | 1895216.8393 | 1918671.3023 | 1931291.2919 | 1954745.7549 | 1978200.2178 | 2001654.6808 | 2025109.1437 | 2046678.2766 | 2046678.2766 | 2046678.2766 | 2046678.2766 | 2046678.2766 | 2046113.4198 | 0 | 0 | 0 | 0 | 0 | 0 | 0 | 0 | 0 | 0
| Oil | 35581409.9519 | 35581409.9519 | 35.5814 | 2081569.1978 | 2081569.1978 | 0% | 0.2149 | 4% | 1.4% | 0.32764 | 0.2149 | 1.3777 | 28907.7143 | 8573.6493 | 24282.48 | 16 | 12000 | 1909 | 2.8322 | 0.84 | 0.00106 | 83.6758 | 83.6758 | 83.6758 | 83.6758 | 83.6758 | 83.1407 | 83.1407 | 83.1407 | 83.1407 | 83.1407 | 83.0516 | 83.0516 | 83.0516 | 83.0516 | 83.0516 | 83.0236 | 0 | 0 | 0 | 0 | 0 | 0 | 0 | 0 | 0 | 0 | 2081569.1978 | 2105023.6608 | 2128478.1237 | 2151932.5867 | 2175387.0496 | 2183373.0168 | 2206827.4798 | 2230281.9427 | 2253736.4057 | 2277190.8686 | 2298069.5796 | 2298069.5796 | 2298069.5796 | 2298069.5796 | 2298069.5796 | 2297261.7218 | 0 | 0 | 0 | 0 | 0 | 0 | 0 | 0 | 0 | 0 | 2081569.1978 | 2105023.6608 | 2128478.1237 | 2151932.5867 | 2175387.0496 | 2183373.0168 | 2206827.4798 | 2230281.9427 | 2253736.4057 | 2277190.8686 | 2298069.5796 | 2298069.5796 | 2298069.5796 | 2298069.5796 | 2298069.5796 | 2297261.7218 | 0 | 0 | 0 | 0 | 0 | 0 | 0 | 0 | 0 | 0
| Unknown, commercial | 29451890.1473 | 29451890.1473 | 29.4519 | 1700302.5677 | 1700302.5677 | 0% | 0 | 4% | 1.4% | 0.32764 | 0.2149 | 1.3777 | blended | 8573.6493 | 24282.48 | 16 | 12000 | 1909 | 2.8322 | blended | 0.00106 | blended | blended | blended | blended | blended | blended | blended | blended | blended | blended | blended | blended | blended | blended | blended | blended | blended | blended | blended | blended | blended | blended | blended | blended | blended | blended | 1704564.4695 | 1726437.3074 | 1748310.1453 | 1770182.9833 | 1792055.8212 | 1804268.0724 | 1826140.9103 | 1848013.7482 | 1869886.5862 | 1891759.4241 | 1911792.766 | 1911792.766 | 1911792.766 | 1911792.766 | 1911792.766 | 1911306.8491 | 0 | 0 | 0 | 0 | 0 | 0 | 0 | 0 | 0 | 0 | 1704564.4695 | 1726437.3074 | 1748310.1453 | 1770182.9833 | 1792055.8212 | 1804268.0724 | 1826140.9103 | 1848013.7482 | 1869886.5862 | 1891759.4241 | 1911792.766 | 1911792.766 | 1911792.766 | 1911792.766 | 1911792.766 | 1911306.8491 | 0 | 0 | 0 | 0 | 0 | 0 | 0 | 0 | 0 | 0
Multifamily | Natural Gas | 26580230.3366 | 26580230.3366 | 26.5802 | 1508793.8267 | 1508793.8267 | 1.4% | 0 | 4% | 1.4% | 0.32764 | 0.2149 | 1.3777 | 28567.6235 | 8573.6493 | 24282.48 | 16 | 12000 | 1909 | 2.8322 | 0.85 | 0.00106 | 63.7174 | 63.7174 | 63.7174 | 63.7174 | 63.7174 | 63.6511 | 63.6511 | 63.6511 | 63.6511 | 63.6511 | 63.6399 | 63.6399 | 63.6399 | 63.6399 | 63.6399 | 63.6363 | 0 | 0 | 0 | 0 | 0 | 0 | 0 | 0 | 0 | 0 | 1508793.8267 | 1532248.2897 | 1555702.7526 | 1579157.2156 | 1602611.6785 | 1624144.7869 | 1647599.2499 | 1671053.7128 | 1694508.1758 | 1717962.6387 | 1741092.0413 | 1741092.0413 | 1741092.0413 | 1741092.0413 | 1741092.0413 | 1740987.8027 | 0 | 0 | 0 | 0 | 0 | 0 | 0 | 0 | 0 | 0 | 1508793.8267 | 1532248.2897 | 1555702.7526 | 1579157.2156 | 1602611.6785 | 1624144.7869 | 1647599.2499 | 1671053.7128 | 1694508.1758 | 1717962.6387 | 1741092.0413 | 1741092.0413 | 1741092.0413 | 1741092.0413 | 1741092.0413 | 1740987.8027 | 0 | 0 | 0 | 0 | 0 | 0 | 0 | 0 | 0 | 0
| Propane | 31529317.7738 | 31529317.7738 | 31.5293 | 1824853.4505 | 1824853.4505 | 0% | 0.32764 | 4% | 1.4% | 0.32764 | 0.2149 | 1.3777 | 29256 | 8573.6493 | 24282.48 | 16 | 12000 | 1909 | 2.8322 | 0.83 | 0.00106 | 73.9048 | 73.9048 | 73.9048 | 73.9048 | 73.9048 | 73.5345 | 73.5345 | 73.5345 | 73.5345 | 73.5345 | 73.4701 | 73.4701 | 73.4701 | 73.4701 | 73.4701 | 73.4507 | 0 | 0 | 0 | 0 | 0 | 0 | 0 | 0 | 0 | 0 | 1824853.4505 | 1848307.9134 | 1871762.3764 | 1895216.8393 | 1918671.3023 | 1931291.2919 | 1954745.7549 | 1978200.2178 | 2001654.6808 | 2025109.1437 | 2046678.2766 | 2046678.2766 | 2046678.2766 | 2046678.2766 | 2046678.2766 | 2046113.4198 | 0 | 0 | 0 | 0 | 0 | 0 | 0 | 0 | 0 | 0 | 1824853.4505 | 1848307.9134 | 1871762.3764 | 1895216.8393 | 1918671.3023 | 1931291.2919 | 1954745.7549 | 1978200.2178 | 2001654.6808 | 2025109.1437 | 2046678.2766 | 2046678.2766 | 2046678.2766 | 2046678.2766 | 2046678.2766 | 2046113.4198 | 0 | 0 | 0 | 0 | 0 | 0 | 0 | 0 | 0 | 0
| Oil | 35581409.9519 | 35581409.9519 | 35.5814 | 2081569.1978 | 2081569.1978 | 0% | 0.2149 | 4% | 1.4% | 0.32764 | 0.2149 | 1.3777 | 28907.7143 | 8573.6493 | 24282.48 | 16 | 12000 | 1909 | 2.8322 | 0.84 | 0.00106 | 83.6758 | 83.6758 | 83.6758 | 83.6758 | 83.6758 | 83.1407 | 83.1407 | 83.1407 | 83.1407 | 83.1407 | 83.0516 | 83.0516 | 83.0516 | 83.0516 | 83.0516 | 83.0236 | 0 | 0 | 0 | 0 | 0 | 0 | 0 | 0 | 0 | 0 | 2081569.1978 | 2105023.6608 | 2128478.1237 | 2151932.5867 | 2175387.0496 | 2183373.0168 | 2206827.4798 | 2230281.9427 | 2253736.4057 | 2277190.8686 | 2298069.5796 | 2298069.5796 | 2298069.5796 | 2298069.5796 | 2298069.5796 | 2297261.7218 | 0 | 0 | 0 | 0 | 0 | 0 | 0 | 0 | 0 | 0 | 2081569.1978 | 2105023.6608 | 2128478.1237 | 2151932.5867 | 2175387.0496 | 2183373.0168 | 2206827.4798 | 2230281.9427 | 2253736.4057 | 2277190.8686 | 2298069.5796 | 2298069.5796 | 2298069.5796 | 2298069.5796 | 2298069.5796 | 2297261.7218 | 0 | 0 | 0 | 0 | 0 | 0 | 0 | 0 | 0 | 0
| Unknown, commercial | 29451890.1473 | 29451890.1473 | 29.4519 | 1214138.8912 | 1214138.8912 | 0% | 0 | 4% | 1.4% | 0.32764 | 0.2149 | 1.3777 | blended | 8573.6493 | 24282.48 | 16 | 12000 | 1909 | 2.8322 | blended | 0.00106 | blended | blended | blended | blended | blended | blended | blended | blended | blended | blended | blended | blended | blended | blended | blended | blended | blended | blended | blended | blended | blended | blended | blended | blended | blended | blended | 1704564.4695 | 1726437.3074 | 1748310.1453 | 1770182.9833 | 1792055.8212 | 1804268.0724 | 1826140.9103 | 1848013.7482 | 1869886.5862 | 1891759.4241 | 1911792.766 | 1911792.766 | 1911792.766 | 1911792.766 | 1911792.766 | 1911306.8491 | 0 | 0 | 0 | 0 | 0 | 0 | 0 | 0 | 0 | 0 | 1704564.4695 | 1726437.3074 | 1748310.1453 | 1770182.9833 | 1792055.8212 | 1804268.0724 | 1826140.9103 | 1848013.7482 | 1869886.5862 | 1891759.4241 | 1911792.766 | 1911792.766 | 1911792.766 | 1911792.766 | 1911792.766 | 1911306.8491 | 0 | 0 | 0 | 0 | 0 | 0 | 0 | 0 | 0 | 0
Unknown | Natural Gas | 26580230.3366 | 26580230.3366 | 26.5802 | 1508793.8267 | 1508793.8267 | 1.4% | 0 | 4% | 1.4% | 0.32764 | 0.2149 | 1.3777 | 28567.6235 | 8573.6493 | 24282.48 | 16 | 12000 | 1909 | 2.8322 | 0.85 | 0.00106 | 63.7174 | 63.7174 | 63.7174 | 63.7174 | 63.7174 | 63.6511 | 63.6511 | 63.6511 | 63.6511 | 63.6511 | 63.6399 | 63.6399 | 63.6399 | 63.6399 | 63.6399 | 63.6363 | 0 | 0 | 0 | 0 | 0 | 0 | 0 | 0 | 0 | 0 | 1508793.8267 | 1532248.2897 | 1555702.7526 | 1579157.2156 | 1602611.6785 | 1624144.7869 | 1647599.2499 | 1671053.7128 | 1694508.1758 | 1717962.6387 | 1741092.0413 | 1741092.0413 | 1741092.0413 | 1741092.0413 | 1741092.0413 | 1740987.8027 | 0 | 0 | 0 | 0 | 0 | 0 | 0 | 0 | 0 | 0 | 1508793.8267 | 1532248.2897 | 1555702.7526 | 1579157.2156 | 1602611.6785 | 1624144.7869 | 1647599.2499 | 1671053.7128 | 1694508.1758 | 1717962.6387 | 1741092.0413 | 1741092.0413 | 1741092.0413 | 1741092.0413 | 1741092.0413 | 1740987.8027 | 0 | 0 | 0 | 0 | 0 | 0 | 0 | 0 | 0 | 0
| Propane | 31529317.7738 | 31529317.7738 | 31.5293 | 1824853.4505 | 1824853.4505 | 0% | 0.32764 | 4% | 1.4% | 0.32764 | 0.2149 | 1.3777 | 29256 | 8573.6493 | 24282.48 | 16 | 12000 | 1909 | 2.8322 | 0.83 | 0.00106 | 73.9048 | 73.9048 | 73.9048 | 73.9048 | 73.9048 | 73.5345 | 73.5345 | 73.5345 | 73.5345 | 73.5345 | 73.4701 | 73.4701 | 73.4701 | 73.4701 | 73.4701 | 73.4507 | 0 | 0 | 0 | 0 | 0 | 0 | 0 | 0 | 0 | 0 | 1824853.4505 | 1848307.9134 | 1871762.3764 | 1895216.8393 | 1918671.3023 | 1931291.2919 | 1954745.7549 | 1978200.2178 | 2001654.6808 | 2025109.1437 | 2046678.2766 | 2046678.2766 | 2046678.2766 | 2046678.2766 | 2046678.2766 | 2046113.4198 | 0 | 0 | 0 | 0 | 0 | 0 | 0 | 0 | 0 | 0 | 1824853.4505 | 1848307.9134 | 1871762.3764 | 1895216.8393 | 1918671.3023 | 1931291.2919 | 1954745.7549 | 1978200.2178 | 2001654.6808 | 2025109.1437 | 2046678.2766 | 2046678.2766 | 2046678.2766 | 2046678.2766 | 2046678.2766 | 2046113.4198 | 0 | 0 | 0 | 0 | 0 | 0 | 0 | 0 | 0 | 0
| Oil | 35581409.9519 | 35581409.9519 | 35.5814 | 2081569.1978 | 2081569.1978 | 0% | 0.2149 | 4% | 1.4% | 0.32764 | 0.2149 | 1.3777 | 28907.7143 | 8573.6493 | 24282.48 | 16 | 12000 | 1909 | 2.8322 | 0.84 | 0.00106 | 83.6758 | 83.6758 | 83.6758 | 83.6758 | 83.6758 | 83.1407 | 83.1407 | 83.1407 | 83.1407 | 83.1407 | 83.0516 | 83.0516 | 83.0516 | 83.0516 | 83.0516 | 83.0236 | 0 | 0 | 0 | 0 | 0 | 0 | 0 | 0 | 0 | 0 | 2081569.1978 | 2105023.6608 | 2128478.1237 | 2151932.5867 | 2175387.0496 | 2183373.0168 | 2206827.4798 | 2230281.9427 | 2253736.4057 | 2277190.8686 | 2298069.5796 | 2298069.5796 | 2298069.5796 | 2298069.5796 | 2298069.5796 | 2297261.7218 | 0 | 0 | 0 | 0 | 0 | 0 | 0 | 0 | 0 | 0 | 2081569.1978 | 2105023.6608 | 2128478.1237 | 2151932.5867 | 2175387.0496 | 2183373.0168 | 2206827.4798 | 2230281.9427 | 2253736.4057 | 2277190.8686 | 2298069.5796 | 2298069.5796 | 2298069.5796 | 2298069.5796 | 2298069.5796 | 2297261.7218 | 0 | 0 | 0 | 0 | 0 | 0 | 0 | 0 | 0 | 0
| Unknown, commercial | 29451890.1473 | 29451890.1473 | 29.4519 | 1646577.0559 | 1646577.0559 | 0% | 0 | 4% | 1.4% | 0.32764 | 0.2149 | 1.3777 | blended | 8573.6493 | 24282.48 | 16 | 12000 | 1909 | 2.8322 | blended | 0.00106 | blended | blended | blended | blended | blended | blended | blended | blended | blended | blended | blended | blended | blended | blended | blended | blended | blended | blended | blended | blended | blended | blended | blended | blended | blended | blended | 1704564.4695 | 1726437.3074 | 1748310.1453 | 1770182.9833 | 1792055.8212 | 1804268.0724 | 1826140.9103 | 1848013.7482 | 1869886.5862 | 1891759.4241 | 1911792.766 | 1911792.766 | 1911792.766 | 1911792.766 | 1911792.766 | 1911306.8491 | 0 | 0 | 0 | 0 | 0 | 0 | 0 | 0 | 0 | 0 | 1704564.4695 | 1726437.3074 | 1748310.1453 | 1770182.9833 | 1792055.8212 | 1804268.0724 | 1826140.9103 | 1848013.7482 | 1869886.5862 | 1891759.4241 | 1911792.766 | 1911792.766 | 1911792.766 | 1911792.766 | 1911792.766 | 1911306.8491 | 0 | 0 | 0 | 0 | 0 | 0 | 0 | 0 | 0 | 0
Table 111. Vermont Primary Heating Fuel Mix and Average Heating Efficiency, Residential Buildings
[17 empty] | Heating Fuel | Single Family | Multifamily | Unknown | Average Heating Efficiency (ηave)
[17 empty] | Oil | 45% | 5% | 41% | 0.84
[17 empty] | Propane | 17% | 5% | 16% | 0.83
[17 empty] | Natural Gas | 23% | 66% | 27% | 0.85
[17 empty] | Electricity | 6% | 23% | 8% | 2.52
[17 empty] | Wood | 8% | 1% | 7% | 0.53
Table 112. Default AWHP Heating Efficiency (COPhp)
[17 empty] | Rated Heating Capacity, tons | COP
[17 empty] | 2 | 2.75
[17 empty] | 2.5 | 2.76
[17 empty] | 3 | 2.78
[17 empty] | 3.5 | 2.9
[17 empty] | 4 | 3.03
[17 empty] | 4.5 | 2.87
[17 empty] | 5 | 2.71
[17 empty] | 5.5 | 2.8
[17 empty] | 6 | 2.89
[17 empty] | Overall Average | 2.8322

## RE_HVAC_ENRV
Characterization: | RE_HVAC_ENRV
Residential ERV/HRV
Assumptions:
▪ Central A/C presence is unknown/not collected
▪ Building type is unknown/not collected
▪ Heating efficiencies per Table 114.
▪ Default HRV/ERV size for unknown building type per Table 118.
helper row
[6 empty] | 2025 First Year Savings |  |  |  | Affected Fuel Adders |  | Mixed Baseline Scenario Adders | [28 empty] | Affected Fuel Lifecycle Carbon Intensity - With Adder (gCO2e/MJ) | [25 empty] | Lifetime CO2e Reductions, Thermal [g] | [25 empty] | Lifetime CO2e Reductions, Total [g]
Unit Type | Proposed Efficiency Level | Heating Fuel | Lifetime CO2e Reductions, Thermal [g] | Lifetime CO2e Reductions, Total [g] | Lifetime Credits | ΔCO2e | ΔCO2eheat | ΔCO2ecool | ΔCO2efan | TDL | CI' | TDLelec | TDLng | CI' prop | CI' oil | CI' wood | ΔEheat [MJ] | ΔEcool [MJ] | ΔEfan [MJ] | ΔEhl [MJ] | ΔEcl [MJ] | Measure Life | Fe | %Cool | CFMave | ASREEE | ASREBase | ΔH | ATREEE | ATREBase | HDH [°F hr] | WattsAve,Base | WattsAve,EE | Hours/Year | ηheat | ηcool | Density of Air | Specific Heat of Air | MJ/BTU | MJ/Wh | 2025 | 2026 | 2027 | 2028 | 2029 | 2030 | 2031 | 2032 | 2033 | 2034 | 2035 | 2036 | 2037 | 2038 | 2039 | 2040 | 2041 | 2042 | 2043 | 2044 | 2045 | 2046 | 2047 | 2048 | 2049 | 2050 | 2025 | 2026 | 2027 | 2028 | 2029 | 2030 | 2031 | 2032 | 2033 | 2034 | 2035 | 2036 | 2037 | 2038 | 2039 | 2040 | 2041 | 2042 | 2043 | 2044 | 2045 | 2046 | 2047 | 2048 | 2049 | 2050 | 2025 | 2026 | 2027 | 2028 | 2029 | 2030 | 2031 | 2032 | 2033 | 2034 | 2035 | 2036 | 2037 | 2038 | 2039 | 2040 | 2041 | 2042 | 2043 | 2044 | 2045 | 2046 | 2047 | 2048 | 2049 | 2050
ERV | Tier 1 | Oil | 1207961.7535 | 1270993.6046 | 1.208 | 88413.3837 | 80904.4185 | 64.7888 | 7444.1764 | 0% | 0.2149 | 4% | 1.4% | 0.32764 | 0.2149 | 1.3777 | 966.8798 | 1.6468 | 189.216 | 812.179 | 9.4197 | 15 | 3.14% | 6.9% | 60 | 79.1% | 70% | 6360 | 0.577 | 0.502 | 129936 | 48.5 | 42.5 | 8760 | 0.84 | 5.72 | 4.5 | 1.08 | 0.00106 | 0.0036 | 83.6758 | 83.6758 | 83.6758 | 83.6758 | 83.6758 | 83.1407 | 83.1407 | 83.1407 | 83.1407 | 83.1407 | 83.0516 | 83.0516 | 83.0516 | 83.0516 | 83.0516 | 0 | 0 | 0 | 0 | 0 | 0 | 0 | 0 | 0 | 0 | 0 | 80904.4185 | 80904.4185 | 80904.4185 | 80904.4185 | 80904.4185 | 80387.0419 | 80387.0419 | 80387.0419 | 80387.0419 | 80387.0419 | 80300.8904 | 80300.8904 | 80300.8904 | 80300.8904 | 80300.8904 | 0 | 0 | 0 | 0 | 0 | 0 | 0 | 0 | 0 | 0 | 0 | 88413.3837 | 87891.2508 | 87369.1178 | 86846.9849 | 86324.852 | 85285.3425 | 84763.2096 | 84241.0767 | 83718.9437 | 83196.8108 | 82588.5264 | 82588.5264 | 82588.5264 | 82588.5264 | 82588.5264 | 0 | 0 | 0 | 0 | 0 | 0 | 0 | 0 | 0 | 0 | 0
|  | Propane | 1080831.1309 | 1143862.982 | 1.0808 | 79826.9815 | 72318.0163 | 64.7888 | 7444.1764 | 0% | 0.32764 | 4% | 1.4% | 0.32764 | 0.2149 | 1.3777 | 978.5289 | 1.6468 | 189.216 | 812.179 | 9.4197 | 15 | 3.14% | 6.9% | 60 | 79.1% | 70% | 6360 | 0.577 | 0.502 | 129936 | 48.5 | 42.5 | 8760 | 0.83 | 5.72 | 4.5 | 1.08 | 0.00106 | 0.0036 | 73.9048 | 73.9048 | 73.9048 | 73.9048 | 73.9048 | 73.5345 | 73.5345 | 73.5345 | 73.5345 | 73.5345 | 73.4701 | 73.4701 | 73.4701 | 73.4701 | 73.4701 | 0 | 0 | 0 | 0 | 0 | 0 | 0 | 0 | 0 | 0 | 0 | 72318.0163 | 72318.0163 | 72318.0163 | 72318.0163 | 72318.0163 | 71955.6344 | 71955.6344 | 71955.6344 | 71955.6344 | 71955.6344 | 71892.5755 | 71892.5755 | 71892.5755 | 71892.5755 | 71892.5755 | 0 | 0 | 0 | 0 | 0 | 0 | 0 | 0 | 0 | 0 | 0 | 79826.9815 | 79304.8486 | 78782.7157 | 78260.5828 | 77738.4498 | 76853.935 | 76331.8021 | 75809.6692 | 75287.5363 | 74765.4033 | 74180.2116 | 74180.2116 | 74180.2116 | 74180.2116 | 74180.2116 | 0 | 0 | 0 | 0 | 0 | 0 | 0 | 0 | 0 | 0 | 0
|  | Natural Gas | 925503.9867 | 988535.8378 | 0.9255 | 69255.6976 | 61746.7324 | 64.7888 | 7444.1764 | 1.4% | 0 | 4% | 1.4% | 0.32764 | 0.2149 | 1.3777 | 955.5047 | 1.6468 | 189.216 | 812.179 | 9.4197 | 15 | 3.14% | 6.9% | 60 | 79.1% | 70% | 6360 | 0.577 | 0.502 | 129936 | 48.5 | 42.5 | 8760 | 0.85 | 5.72 | 4.5 | 1.08 | 0.00106 | 0.0036 | 63.7174 | 63.7174 | 63.7174 | 63.7174 | 63.7174 | 63.6511 | 63.6511 | 63.6511 | 63.6511 | 63.6511 | 63.6399 | 63.6399 | 63.6399 | 63.6399 | 63.6399 | 0 | 0 | 0 | 0 | 0 | 0 | 0 | 0 | 0 | 0 | 0 | 61746.7324 | 61746.7324 | 61746.7324 | 61746.7324 | 61746.7324 | 61682.4686 | 61682.4686 | 61682.4686 | 61682.4686 | 61682.4686 | 61671.5963 | 61671.5963 | 61671.5963 | 61671.5963 | 61671.5963 | 0 | 0 | 0 | 0 | 0 | 0 | 0 | 0 | 0 | 0 | 0 | 69255.6976 | 68733.5647 | 68211.4318 | 67689.2989 | 67167.166 | 66580.7693 | 66058.6363 | 65536.5034 | 65014.3705 | 64492.2376 | 63959.2324 | 63959.2324 | 63959.2324 | 63959.2324 | 63959.2324 | 0 | 0 | 0 | 0 | 0 | 0 | 0 | 0 | 0 | 0 | 0
|  | Electricity | 106436.3529 | 169468.204 | 0.10644 | 20188.6955 | 12679.7303 | 64.7888 | 7444.1764 | 4% | 0 | 4% | 1.4% | 0.32764 | 0.2149 | 1.3777 | 322.2933 | 1.6468 | 189.216 | 812.179 | 9.4197 | 15 | 3.14% | 6.9% | 60 | 79.1% | 70% | 6360 | 0.577 | 0.502 | 129936 | 48.5 | 42.5 | 8760 | 2.52 | 5.72 | 4.5 | 1.08 | 0.00106 | 0.0036 | 37.7685 | 35.1423 | 32.5161 | 29.8899 | 27.2636 | 24.6374 | 22.0112 | 19.385 | 16.7588 | 14.1326 | 11.5063 | 11.5063 | 11.5063 | 11.5063 | 11.5063 | 0 | 0 | 0 | 0 | 0 | 0 | 0 | 0 | 0 | 0 | 0 | 12679.7303 | 11798.0503 | 10916.3702 | 10034.6902 | 9153.0102 | 8271.3302 | 7389.6502 | 6507.9702 | 5626.2902 | 4744.6102 | 3862.9301 | 3862.9301 | 3862.9301 | 3862.9301 | 3862.9301 | 0 | 0 | 0 | 0 | 0 | 0 | 0 | 0 | 0 | 0 | 0 | 20188.6955 | 18784.8825 | 17381.0696 | 15977.2567 | 14573.4438 | 13169.6308 | 11765.8179 | 10362.005 | 8958.1921 | 7554.3791 | 6150.5662 | 6150.5662 | 6150.5662 | 6150.5662 | 6150.5662 | 0 | 0 | 0 | 0 | 0 | 0 | 0 | 0 | 0 | 0 | 0
|  | Wood, commercial | 865998.42 | 929030.2711 | 0.866 | 73988.8795 | 66479.9143 | 64.7888 | 7444.1764 | 0% | 1.3777 | 4% | 1.4% | 0.32764 | 0.2149 | 1.3777 | 1532.4132 | 1.6468 | 189.216 | 812.179 | 9.4197 | 15 | 3.14% | 6.9% | 60 | 79.1% | 70% | 6360 | 0.577 | 0.502 | 129936 | 48.5 | 42.5 | 8760 | 0.53 | 5.72 | 4.5 | 1.08 | 0.00106 | 0.0036 | 37.7763 | 37.7763 | 37.7763 | 37.7763 | 37.7763 | 37.6628 | 37.6628 | 37.6628 | 37.6628 | 37.6628 | 37.585 | 37.585 | 37.585 | 37.585 | 37.585 | 0 | 0 | 0 | 0 | 0 | 0 | 0 | 0 | 0 | 0 | 0 | 57888.9133 | 57888.9133 | 57888.9133 | 57888.9133 | 57888.9133 | 57714.9918 | 57714.9918 | 57714.9918 | 57714.9918 | 57714.9918 | 57595.7789 | 57595.7789 | 57595.7789 | 57595.7789 | 57595.7789 | 0 | 0 | 0 | 0 | 0 | 0 | 0 | 0 | 0 | 0 | 0 | 65397.8785 | 64875.7456 | 64353.6127 | 63831.4798 | 63309.3469 | 62613.2924 | 62091.1595 | 61569.0266 | 61046.8937 | 60524.7608 | 59883.415 | 59883.415 | 59883.415 | 59883.415 | 59883.415 | 0 | 0 | 0 | 0 | 0 | 0 | 0 | 0 | 0 | 0 | 0
|  | Unknown, non-commercial | 987218.1739 | 1050250.025 | 0.98722 | 73988.8795 | 66479.9143 | 64.7888 | 7444.1764 | 0% | 0 | 4% | 1.4% | 0.32764 | 0.2149 | 1.3777 | blended | 1.6468 | 189.216 | 812.179 | 9.4197 | 15 | 3.14% | 6.9% | 60 | 79.1% | 70% | 6360 | 0.577 | 0.502 | 129936 | 48.5 | 42.5 | 8760 | blended | 5.72 | 4.5 | 1.08 | 0.00106 | 0.0036 | blended | blended | blended | blended | blended | blended | blended | blended | blended | blended | blended | blended | blended | blended | blended | 0 | 0 | 0 | 0 | 0 | 0 | 0 | 0 | 0 | 0 | 0 | 66479.9143 | 66409.3799 | 66338.8455 | 66268.3111 | 66197.7767 | 65827.611 | 65757.0766 | 65686.5422 | 65616.0078 | 65545.4734 | 65418.2471 | 65418.2471 | 65418.2471 | 65418.2471 | 65418.2471 | 0 | 0 | 0 | 0 | 0 | 0 | 0 | 0 | 0 | 0 | 0 | 73988.8795 | 73396.2122 | 72803.5449 | 72210.8775 | 71618.2102 | 70725.9117 | 70133.2443 | 69540.577 | 68947.9097 | 68355.2424 | 67705.8831 | 67705.8831 | 67705.8831 | 67705.8831 | 67705.8831 | 0 | 0 | 0 | 0 | 0 | 0 | 0 | 0 | 0 | 0 | 0
| Tier 2 | Oil | 2030968.6625 | 2289371.1453 | 2.031 | 166809.5192 | 136026.1102 | 138.2161 | 30645.1929 | 0% | 0.2149 | 4% | 1.4% | 0.32764 | 0.2149 | 1.3777 | 1625.633 | 3.5132 | 778.9392 | 1365.5317 | 20.0954 | 15 | 3.14% | 6.9% | 60 | 85.3% | 70% | 6360 | 0.662 | 0.502 | 129936 | 48.5 | 23.8 | 8760 | 0.84 | 5.72 | 4.5 | 1.08 | 0.00106 | 0.0036 | 83.6758 | 83.6758 | 83.6758 | 83.6758 | 83.6758 | 83.1407 | 83.1407 | 83.1407 | 83.1407 | 83.1407 | 83.0516 | 83.0516 | 83.0516 | 83.0516 | 83.0516 | 0 | 0 | 0 | 0 | 0 | 0 | 0 | 0 | 0 | 0 | 0 | 136026.1102 | 136026.1102 | 136026.1102 | 136026.1102 | 136026.1102 | 135156.2352 | 135156.2352 | 135156.2352 | 135156.2352 | 135156.2352 | 135011.3871 | 135011.3871 | 135011.3871 | 135011.3871 | 135011.3871 | 0 | 0 | 0 | 0 | 0 | 0 | 0 | 0 | 0 | 0 | 0 | 166809.5192 | 164669.007 | 162528.4949 | 160387.9828 | 158247.4707 | 155237.0836 | 153096.5714 | 150956.0593 | 148815.5472 | 146675.0351 | 144389.6748 | 144389.6748 | 144389.6748 | 144389.6748 | 144389.6748 | 0 | 0 | 0 | 0 | 0 | 0 | 0 | 0 | 0 | 0 | 0
|  | Propane | 1817221.5718 | 2075624.0545 | 1.8172 | 152373.0408 | 121589.6318 | 138.2161 | 30645.1929 | 0% | 0.32764 | 4% | 1.4% | 0.32764 | 0.2149 | 1.3777 | 1645.2189 | 3.5132 | 778.9392 | 1365.5317 | 20.0954 | 15 | 3.14% | 6.9% | 60 | 85.3% | 70% | 6360 | 0.662 | 0.502 | 129936 | 48.5 | 23.8 | 8760 | 0.83 | 5.72 | 4.5 | 1.08 | 0.00106 | 0.0036 | 73.9048 | 73.9048 | 73.9048 | 73.9048 | 73.9048 | 73.5345 | 73.5345 | 73.5345 | 73.5345 | 73.5345 | 73.4701 | 73.4701 | 73.4701 | 73.4701 | 73.4701 | 0 | 0 | 0 | 0 | 0 | 0 | 0 | 0 | 0 | 0 | 0 | 121589.6318 | 121589.6318 | 121589.6318 | 121589.6318 | 121589.6318 | 120980.3523 | 120980.3523 | 120980.3523 | 120980.3523 | 120980.3523 | 120874.3303 | 120874.3303 | 120874.3303 | 120874.3303 | 120874.3303 | 0 | 0 | 0 | 0 | 0 | 0 | 0 | 0 | 0 | 0 | 0 | 152373.0408 | 150232.5287 | 148092.0165 | 145951.5044 | 143810.9923 | 141061.2007 | 138920.6885 | 136780.1764 | 134639.6643 | 132499.1521 | 130252.618 | 130252.618 | 130252.618 | 130252.618 | 130252.618 | 0 | 0 | 0 | 0 | 0 | 0 | 0 | 0 | 0 | 0 | 0
|  | Natural Gas | 1556067.1425 | 1814469.6253 | 1.5561 | 134599.3437 | 103815.9347 | 138.2161 | 30645.1929 | 1.4% | 0 | 4% | 1.4% | 0.32764 | 0.2149 | 1.3777 | 1606.5079 | 3.5132 | 778.9392 | 1365.5317 | 20.0954 | 15 | 3.14% | 6.9% | 60 | 85.3% | 70% | 6360 | 0.662 | 0.502 | 129936 | 48.5 | 23.8 | 8760 | 0.85 | 5.72 | 4.5 | 1.08 | 0.00106 | 0.0036 | 63.7174 | 63.7174 | 63.7174 | 63.7174 | 63.7174 | 63.6511 | 63.6511 | 63.6511 | 63.6511 | 63.6511 | 63.6399 | 63.6399 | 63.6399 | 63.6399 | 63.6399 | 0 | 0 | 0 | 0 | 0 | 0 | 0 | 0 | 0 | 0 | 0 | 103815.9347 | 103815.9347 | 103815.9347 | 103815.9347 | 103815.9347 | 103707.8868 | 103707.8868 | 103707.8868 | 103707.8868 | 103707.8868 | 103689.607 | 103689.607 | 103689.607 | 103689.607 | 103689.607 | 0 | 0 | 0 | 0 | 0 | 0 | 0 | 0 | 0 | 0 | 0 | 134599.3437 | 132458.8316 | 130318.3194 | 128177.8073 | 126037.2952 | 123788.7352 | 121648.2231 | 119507.7109 | 117367.1988 | 115226.6867 | 113067.8947 | 113067.8947 | 113067.8947 | 113067.8947 | 113067.8947 | 0 | 0 | 0 | 0 | 0 | 0 | 0 | 0 | 0 | 0 | 0
|  | Electricity | 178953.4285 | 437355.9113 | 0.17895 | 52102.0764 | 21318.6674 | 138.2161 | 30645.1929 | 4% | 0 | 4% | 1.4% | 0.32764 | 0.2149 | 1.3777 | 541.8777 | 3.5132 | 778.9392 | 1365.5317 | 20.0954 | 15 | 3.14% | 6.9% | 60 | 85.3% | 70% | 6360 | 0.662 | 0.502 | 129936 | 48.5 | 23.8 | 8760 | 2.52 | 5.72 | 4.5 | 1.08 | 0.00106 | 0.0036 | 37.7685 | 35.1423 | 32.5161 | 29.8899 | 27.2636 | 24.6374 | 22.0112 | 19.385 | 16.7588 | 14.1326 | 11.5063 | 11.5063 | 11.5063 | 11.5063 | 11.5063 | 0 | 0 | 0 | 0 | 0 | 0 | 0 | 0 | 0 | 0 | 0 | 21318.6674 | 19836.2823 | 18353.8972 | 16871.5122 | 15389.1271 | 13906.742 | 12424.3569 | 10941.9719 | 9459.5868 | 7977.2017 | 6494.8166 | 6494.8166 | 6494.8166 | 6494.8166 | 6494.8166 | 0 | 0 | 0 | 0 | 0 | 0 | 0 | 0 | 0 | 0 | 0 | 52102.0764 | 48479.1792 | 44856.282 | 41233.3848 | 37610.4876 | 33987.5904 | 30364.6932 | 26741.796 | 23118.8987 | 19496.0015 | 15873.1043 | 15873.1043 | 15873.1043 | 15873.1043 | 15873.1043 | 0 | 0 | 0 | 0 | 0 | 0 | 0 | 0 | 0 | 0 | 0
|  | Wood, commercial | 1456019.3216 | 1714421.8043 | 1.456 | 142557.3308 | 111773.9218 | 138.2161 | 30645.1929 | 0% | 1.3777 | 4% | 1.4% | 0.32764 | 0.2149 | 1.3777 | 2576.475 | 3.5132 | 778.9392 | 1365.5317 | 20.0954 | 15 | 3.14% | 6.9% | 60 | 85.3% | 70% | 6360 | 0.662 | 0.502 | 129936 | 48.5 | 23.8 | 8760 | 0.53 | 5.72 | 4.5 | 1.08 | 0.00106 | 0.0036 | 37.7763 | 37.7763 | 37.7763 | 37.7763 | 37.7763 | 37.6628 | 37.6628 | 37.6628 | 37.6628 | 37.6628 | 37.585 | 37.585 | 37.585 | 37.585 | 37.585 | 0 | 0 | 0 | 0 | 0 | 0 | 0 | 0 | 0 | 0 | 0 | 97329.7114 | 97329.7114 | 97329.7114 | 97329.7114 | 97329.7114 | 97037.2939 | 97037.2939 | 97037.2939 | 97037.2939 | 97037.2939 | 96836.859 | 96836.859 | 96836.859 | 96836.859 | 96836.859 | 0 | 0 | 0 | 0 | 0 | 0 | 0 | 0 | 0 | 0 | 0 | 128113.1204 | 125972.6083 | 123832.0961 | 121691.584 | 119551.0719 | 117118.1422 | 114977.6301 | 112837.118 | 110696.6059 | 108556.0937 | 106215.1468 | 106215.1468 | 106215.1468 | 106215.1468 | 106215.1468 | 0 | 0 | 0 | 0 | 0 | 0 | 0 | 0 | 0 | 0 | 0
|  | Unknown, non-commercial | 1659828.3584 | 1918230.8412 | 1.6598 | 142557.3308 | 111773.9218 | 138.2161 | 30645.1929 | 0% | 0 | 4% | 1.4% | 0.32764 | 0.2149 | 1.3777 | blended | 3.5132 | 778.9392 | 1365.5317 | 20.0954 | 15 | 3.14% | 6.9% | 60 | 85.3% | 70% | 6360 | 0.662 | 0.502 | 129936 | 48.5 | 23.8 | 8760 | blended | 5.72 | 4.5 | 1.08 | 0.00106 | 0.0036 | blended | blended | blended | blended | blended | blended | blended | blended | blended | blended | blended | blended | blended | blended | blended | 0 | 0 | 0 | 0 | 0 | 0 | 0 | 0 | 0 | 0 | 0 | 111773.9218 | 111655.331 | 111536.7402 | 111418.1494 | 111299.5586 | 110677.1922 | 110558.6014 | 110440.0106 | 110321.4198 | 110202.829 | 109988.9209 | 109988.9209 | 109988.9209 | 109988.9209 | 109988.9209 | 0 | 0 | 0 | 0 | 0 | 0 | 0 | 0 | 0 | 0 | 0 | 142557.3308 | 140298.2279 | 138039.1249 | 135780.022 | 133520.9191 | 130758.0405 | 128498.9376 | 126239.8347 | 123980.7317 | 121721.6288 | 119367.2086 | 119367.2086 | 119367.2086 | 119367.2086 | 119367.2086 | 0 | 0 | 0 | 0 | 0 | 0 | 0 | 0 | 0 | 0 | 0
HRV | Tier 1 | Oil | 1088493.0087 | 1133276.0755 | 1.0885 | 78237.8757 | 72902.8826 | 0 | 5334.9931 | 0% | 0.2149 | 4% | 1.4% | 0.32764 | 0.2149 | 1.3777 | 871.2543 | 0 | 135.6048 | 731.8536 | 0 | 15 | 3.14% | 6.9% | 60 | 79% | 70.8% | 6360 | 0 | 0 | 129936 | 49.1 | 44.8 | 8760 | 0.84 | 5.72 | 4.5 | 1.08 | 0.00106 | 0.0036 | 83.6758 | 83.6758 | 83.6758 | 83.6758 | 83.6758 | 83.1407 | 83.1407 | 83.1407 | 83.1407 | 83.1407 | 83.0516 | 83.0516 | 83.0516 | 83.0516 | 83.0516 | 0 | 0 | 0 | 0 | 0 | 0 | 0 | 0 | 0 | 0 | 0 | 72902.8826 | 72902.8826 | 72902.8826 | 72902.8826 | 72902.8826 | 72436.6751 | 72436.6751 | 72436.6751 | 72436.6751 | 72436.6751 | 72359.0441 | 72359.0441 | 72359.0441 | 72359.0441 | 72359.0441 | 0 | 0 | 0 | 0 | 0 | 0 | 0 | 0 | 0 | 0 | 0 | 78237.8757 | 77866.9091 | 77495.9424 | 77124.9758 | 76754.0092 | 75916.835 | 75545.8684 | 75174.9018 | 74803.9352 | 74432.9685 | 73984.3709 | 73984.3709 | 73984.3709 | 73984.3709 | 73984.3709 | 0 | 0 | 0 | 0 | 0 | 0 | 0 | 0 | 0 | 0 | 0
|  | Propane | 973935.7443 | 1018718.8112 | 0.97394 | 70500.6781 | 65165.685 | 0 | 5334.9931 | 0% | 0.32764 | 4% | 1.4% | 0.32764 | 0.2149 | 1.3777 | 881.7513 | 0 | 135.6048 | 731.8536 | 0 | 15 | 3.14% | 6.9% | 60 | 79% | 70.8% | 6360 | 0 | 0 | 129936 | 49.1 | 44.8 | 8760 | 0.83 | 5.72 | 4.5 | 1.08 | 0.00106 | 0.0036 | 73.9048 | 73.9048 | 73.9048 | 73.9048 | 73.9048 | 73.5345 | 73.5345 | 73.5345 | 73.5345 | 73.5345 | 73.4701 | 73.4701 | 73.4701 | 73.4701 | 73.4701 | 0 | 0 | 0 | 0 | 0 | 0 | 0 | 0 | 0 | 0 | 0 | 65165.685 | 65165.685 | 65165.685 | 65165.685 | 65165.685 | 64839.1431 | 64839.1431 | 64839.1431 | 64839.1431 | 64839.1431 | 64782.3208 | 64782.3208 | 64782.3208 | 64782.3208 | 64782.3208 | 0 | 0 | 0 | 0 | 0 | 0 | 0 | 0 | 0 | 0 | 0 | 70500.6781 | 70129.7115 | 69758.7449 | 69387.7782 | 69016.8116 | 68319.303 | 67948.3364 | 67577.3698 | 67206.4031 | 66835.4365 | 66407.6476 | 66407.6476 | 66407.6476 | 66407.6476 | 66407.6476 | 0 | 0 | 0 | 0 | 0 | 0 | 0 | 0 | 0 | 0 | 0
|  | Natural Gas | 833970.6254 | 878753.6922 | 0.83397 | 60974.9058 | 55639.9127 | 0 | 5334.9931 | 1.4% | 0 | 4% | 1.4% | 0.32764 | 0.2149 | 1.3777 | 861.0042 | 0 | 135.6048 | 731.8536 | 0 | 15 | 3.14% | 6.9% | 60 | 79% | 70.8% | 6360 | 0 | 0 | 129936 | 49.1 | 44.8 | 8760 | 0.85 | 5.72 | 4.5 | 1.08 | 0.00106 | 0.0036 | 63.7174 | 63.7174 | 63.7174 | 63.7174 | 63.7174 | 63.6511 | 63.6511 | 63.6511 | 63.6511 | 63.6511 | 63.6399 | 63.6399 | 63.6399 | 63.6399 | 63.6399 | 0 | 0 | 0 | 0 | 0 | 0 | 0 | 0 | 0 | 0 | 0 | 55639.9127 | 55639.9127 | 55639.9127 | 55639.9127 | 55639.9127 | 55582.0047 | 55582.0047 | 55582.0047 | 55582.0047 | 55582.0047 | 55572.2077 | 55572.2077 | 55572.2077 | 55572.2077 | 55572.2077 | 0 | 0 | 0 | 0 | 0 | 0 | 0 | 0 | 0 | 0 | 0 | 60974.9058 | 60603.9392 | 60232.9726 | 59862.0059 | 59491.0393 | 59062.1647 | 58691.198 | 58320.2314 | 57949.2648 | 57578.2982 | 57197.5345 | 57197.5345 | 57197.5345 | 57197.5345 | 57197.5345 | 0 | 0 | 0 | 0 | 0 | 0 | 0 | 0 | 0 | 0 | 0
|  | Electricity | 95909.6806 | 140692.7475 | 0.09591 | 16760.6841 | 11425.691 | 0 | 5334.9931 | 4% | 0 | 4% | 1.4% | 0.32764 | 0.2149 | 1.3777 | 290.4181 | 0 | 135.6048 | 731.8536 | 0 | 15 | 3.14% | 6.9% | 60 | 79% | 70.8% | 6360 | 0 | 0 | 129936 | 49.1 | 44.8 | 8760 | 2.52 | 5.72 | 4.5 | 1.08 | 0.00106 | 0.0036 | 37.7685 | 35.1423 | 32.5161 | 29.8899 | 27.2636 | 24.6374 | 22.0112 | 19.385 | 16.7588 | 14.1326 | 11.5063 | 11.5063 | 11.5063 | 11.5063 | 11.5063 | 0 | 0 | 0 | 0 | 0 | 0 | 0 | 0 | 0 | 0 | 0 | 11425.691 | 10631.2101 | 9836.7292 | 9042.2483 | 8247.7675 | 7453.2866 | 6658.8057 | 5864.3248 | 5069.8439 | 4275.363 | 3480.8821 | 3480.8821 | 3480.8821 | 3480.8821 | 3480.8821 | 0 | 0 | 0 | 0 | 0 | 0 | 0 | 0 | 0 | 0 | 0 | 16760.6841 | 15595.2366 | 14429.7891 | 13264.3416 | 12098.894 | 10933.4465 | 9767.999 | 8602.5515 | 7437.104 | 6271.6565 | 5106.2089 | 5106.2089 | 5106.2089 | 5106.2089 | 5106.2089 | 0 | 0 | 0 | 0 | 0 | 0 | 0 | 0 | 0 | 0 | 0
|  | Wood, commercial | 780350.2246 | 825133.2914 | 0.78035 | 65239.9708 | 59904.9777 | 0 | 5334.9931 | 0% | 1.3777 | 4% | 1.4% | 0.32764 | 0.2149 | 1.3777 | 1380.8559 | 0 | 135.6048 | 731.8536 | 0 | 15 | 3.14% | 6.9% | 60 | 79% | 70.8% | 6360 | 0 | 0 | 129936 | 49.1 | 44.8 | 8760 | 0.53 | 5.72 | 4.5 | 1.08 | 0.00106 | 0.0036 | 37.7763 | 37.7763 | 37.7763 | 37.7763 | 37.7763 | 37.6628 | 37.6628 | 37.6628 | 37.6628 | 37.6628 | 37.585 | 37.585 | 37.585 | 37.585 | 37.585 | 0 | 0 | 0 | 0 | 0 | 0 | 0 | 0 | 0 | 0 | 0 | 52163.6362 | 52163.6362 | 52163.6362 | 52163.6362 | 52163.6362 | 52006.9157 | 52006.9157 | 52006.9157 | 52006.9157 | 52006.9157 | 51899.4931 | 51899.4931 | 51899.4931 | 51899.4931 | 51899.4931 | 0 | 0 | 0 | 0 | 0 | 0 | 0 | 0 | 0 | 0 | 0 | 57498.6293 | 57127.6626 | 56756.696 | 56385.7294 | 56014.7628 | 55487.0756 | 55116.109 | 54745.1424 | 54374.1758 | 54003.2091 | 53524.8199 | 53524.8199 | 53524.8199 | 53524.8199 | 53524.8199 | 0 | 0 | 0 | 0 | 0 | 0 | 0 | 0 | 0 | 0 | 0
|  | Unknown, non-commercial | 889581.2117 | 934364.2785 | 0.88958 | 65239.9708 | 59904.9777 | 0 | 5334.9931 | 0% | 0 | 4% | 1.4% | 0.32764 | 0.2149 | 1.3777 | blended | 0 | 135.6048 | 731.8536 | 0 | 15 | 3.14% | 6.9% | 60 | 79% | 70.8% | 6360 | 0 | 0 | 129936 | 49.1 | 44.8 | 8760 | blended | 5.72 | 4.5 | 1.08 | 0.00106 | 0.0036 | blended | blended | blended | blended | blended | blended | blended | blended | blended | blended | blended | blended | blended | blended | blended | 0 | 0 | 0 | 0 | 0 | 0 | 0 | 0 | 0 | 0 | 0 | 59904.9777 | 59841.4192 | 59777.8608 | 59714.3023 | 59650.7438 | 59317.188 | 59253.6295 | 59190.071 | 59126.5126 | 59062.9541 | 58948.3105 | 58948.3105 | 58948.3105 | 58948.3105 | 58948.3105 | 0 | 0 | 0 | 0 | 0 | 0 | 0 | 0 | 0 | 0 | 0 | 65239.9708 | 64805.4457 | 64370.9206 | 63936.3955 | 63501.8704 | 62797.3479 | 62362.8228 | 61928.2977 | 61493.7726 | 61059.2475 | 60573.6374 | 60573.6374 | 60573.6374 | 60573.6374 | 60573.6374 | 0 | 0 | 0 | 0 | 0 | 0 | 0 | 0 | 0 | 0 | 0
| Tier 2 | Oil | 2070791.5774 | 2254089.7114 | 2.0708 | 160529.5396 | 138693.2888 | 0 | 21836.2508 | 0% | 0.2149 | 4% | 1.4% | 0.32764 | 0.2149 | 1.3777 | 1657.5082 | 0 | 555.0336 | 1392.3069 | 0 | 15 | 3.14% | 6.9% | 60 | 86.4% | 70.8% | 6360 | 0 | 0 | 129936 | 49.1 | 31.5 | 8760 | 0.84 | 5.72 | 4.5 | 1.08 | 0.00106 | 0.0036 | 83.6758 | 83.6758 | 83.6758 | 83.6758 | 83.6758 | 83.1407 | 83.1407 | 83.1407 | 83.1407 | 83.1407 | 83.0516 | 83.0516 | 83.0516 | 83.0516 | 83.0516 | 0 | 0 | 0 | 0 | 0 | 0 | 0 | 0 | 0 | 0 | 0 | 138693.2888 | 138693.2888 | 138693.2888 | 138693.2888 | 138693.2888 | 137806.3575 | 137806.3575 | 137806.3575 | 137806.3575 | 137806.3575 | 137658.6692 | 137658.6692 | 137658.6692 | 137658.6692 | 137658.6692 | 0 | 0 | 0 | 0 | 0 | 0 | 0 | 0 | 0 | 0 | 0 | 160529.5396 | 159011.1646 | 157492.7896 | 155974.4145 | 154456.0395 | 152050.7331 | 150532.3581 | 149013.983 | 147495.608 | 145977.233 | 144311.1697 | 144311.1697 | 144311.1697 | 144311.1697 | 144311.1697 | 0 | 0 | 0 | 0 | 0 | 0 | 0 | 0 | 0 | 0 | 0
|  | Propane | 1852853.3673 | 2036151.5013 | 1.8529 | 145809.993 | 123973.7422 | 0 | 21836.2508 | 0% | 0.32764 | 4% | 1.4% | 0.32764 | 0.2149 | 1.3777 | 1677.4781 | 0 | 555.0336 | 1392.3069 | 0 | 15 | 3.14% | 6.9% | 60 | 86.4% | 70.8% | 6360 | 0 | 0 | 129936 | 49.1 | 31.5 | 8760 | 0.83 | 5.72 | 4.5 | 1.08 | 0.00106 | 0.0036 | 73.9048 | 73.9048 | 73.9048 | 73.9048 | 73.9048 | 73.5345 | 73.5345 | 73.5345 | 73.5345 | 73.5345 | 73.4701 | 73.4701 | 73.4701 | 73.4701 | 73.4701 | 0 | 0 | 0 | 0 | 0 | 0 | 0 | 0 | 0 | 0 | 0 | 123973.7422 | 123973.7422 | 123973.7422 | 123973.7422 | 123973.7422 | 123352.5161 | 123352.5161 | 123352.5161 | 123352.5161 | 123352.5161 | 123244.4152 | 123244.4152 | 123244.4152 | 123244.4152 | 123244.4152 | 0 | 0 | 0 | 0 | 0 | 0 | 0 | 0 | 0 | 0 | 0 | 145809.993 | 144291.618 | 142773.243 | 141254.8679 | 139736.4929 | 137596.8917 | 136078.5167 | 134560.1416 | 133041.7666 | 131523.3916 | 129896.9156 | 129896.9156 | 129896.9156 | 129896.9156 | 129896.9156 | 0 | 0 | 0 | 0 | 0 | 0 | 0 | 0 | 0 | 0 | 0
|  | Natural Gas | 1586578.263 | 1769876.3969 | 1.5866 | 127687.7921 | 105851.5413 | 0 | 21836.2508 | 1.4% | 0 | 4% | 1.4% | 0.32764 | 0.2149 | 1.3777 | 1638.0081 | 0 | 555.0336 | 1392.3069 | 0 | 15 | 3.14% | 6.9% | 60 | 86.4% | 70.8% | 6360 | 0 | 0 | 129936 | 49.1 | 31.5 | 8760 | 0.85 | 5.72 | 4.5 | 1.08 | 0.00106 | 0.0036 | 63.7174 | 63.7174 | 63.7174 | 63.7174 | 63.7174 | 63.6511 | 63.6511 | 63.6511 | 63.6511 | 63.6511 | 63.6399 | 63.6399 | 63.6399 | 63.6399 | 63.6399 | 0 | 0 | 0 | 0 | 0 | 0 | 0 | 0 | 0 | 0 | 0 | 105851.5413 | 105851.5413 | 105851.5413 | 105851.5413 | 105851.5413 | 105741.3748 | 105741.3748 | 105741.3748 | 105741.3748 | 105741.3748 | 105722.7365 | 105722.7365 | 105722.7365 | 105722.7365 | 105722.7365 | 0 | 0 | 0 | 0 | 0 | 0 | 0 | 0 | 0 | 0 | 0 | 127687.7921 | 126169.4171 | 124651.042 | 123132.667 | 121614.292 | 119985.7504 | 118467.3754 | 116949.0004 | 115430.6253 | 113912.2503 | 112375.237 | 112375.237 | 112375.237 | 112375.237 | 112375.237 | 0 | 0 | 0 | 0 | 0 | 0 | 0 | 0 | 0 | 0 | 0
|  | Electricity | 182462.3193 | 365760.4532 | 0.18246 | 43572.9313 | 21736.6805 | 0 | 21836.2508 | 4% | 0 | 4% | 1.4% | 0.32764 | 0.2149 | 1.3777 | 552.5027 | 0 | 555.0336 | 1392.3069 | 0 | 15 | 3.14% | 6.9% | 60 | 86.4% | 70.8% | 6360 | 0 | 0 | 129936 | 49.1 | 31.5 | 8760 | 2.52 | 5.72 | 4.5 | 1.08 | 0.00106 | 0.0036 | 37.7685 | 35.1423 | 32.5161 | 29.8899 | 27.2636 | 24.6374 | 22.0112 | 19.385 | 16.7588 | 14.1326 | 11.5063 | 11.5063 | 11.5063 | 11.5063 | 11.5063 | 0 | 0 | 0 | 0 | 0 | 0 | 0 | 0 | 0 | 0 | 0 | 21736.6805 | 20225.229 | 18713.7776 | 17202.3261 | 15690.8747 | 14179.4232 | 12667.9718 | 11156.5203 | 9645.0689 | 8133.6174 | 6622.166 | 6622.166 | 6622.166 | 6622.166 | 6622.166 | 0 | 0 | 0 | 0 | 0 | 0 | 0 | 0 | 0 | 0 | 0 | 43572.9313 | 40543.1048 | 37513.2783 | 34483.4518 | 31453.6253 | 28423.7989 | 25393.9724 | 22364.1459 | 19334.3194 | 16304.4929 | 13274.6664 | 13274.6664 | 13274.6664 | 13274.6664 | 13274.6664 | 0 | 0 | 0 | 0 | 0 | 0 | 0 | 0 | 0 | 0 | 0
|  | Wood, commercial | 1484568.72 | 1667866.854 | 1.4846 | 135801.8182 | 113965.5673 | 0 | 21836.2508 | 0% | 1.3777 | 4% | 1.4% | 0.32764 | 0.2149 | 1.3777 | 2626.9941 | 0 | 555.0336 | 1392.3069 | 0 | 15 | 3.14% | 6.9% | 60 | 86.4% | 70.8% | 6360 | 0 | 0 | 129936 | 49.1 | 31.5 | 8760 | 0.53 | 5.72 | 4.5 | 1.08 | 0.00106 | 0.0036 | 37.7763 | 37.7763 | 37.7763 | 37.7763 | 37.7763 | 37.6628 | 37.6628 | 37.6628 | 37.6628 | 37.6628 | 37.585 | 37.585 | 37.585 | 37.585 | 37.585 | 0 | 0 | 0 | 0 | 0 | 0 | 0 | 0 | 0 | 0 | 0 | 99238.1371 | 99238.1371 | 99238.1371 | 99238.1371 | 99238.1371 | 98939.9859 | 98939.9859 | 98939.9859 | 98939.9859 | 98939.9859 | 98735.621 | 98735.621 | 98735.621 | 98735.621 | 98735.621 | 0 | 0 | 0 | 0 | 0 | 0 | 0 | 0 | 0 | 0 | 0 | 121074.3879 | 119556.0129 | 118037.6378 | 116519.2628 | 115000.8878 | 113184.3616 | 111665.9865 | 110147.6115 | 108629.2365 | 107110.8614 | 105388.1215 | 105388.1215 | 105388.1215 | 105388.1215 | 105388.1215 | 0 | 0 | 0 | 0 | 0 | 0 | 0 | 0 | 0 | 0 | 0
|  | Unknown, non-commercial | 1692374.0125 | 1875672.1464 | 1.6924 | 135801.8182 | 113965.5673 | 0 | 21836.2508 | 0% | 0 | 4% | 1.4% | 0.32764 | 0.2149 | 1.3777 | blended | 0 | 555.0336 | 1392.3069 | 0 | 15 | 3.14% | 6.9% | 60 | 86.4% | 70.8% | 6360 | 0 | 0 | 129936 | 49.1 | 31.5 | 8760 | blended | 5.72 | 4.5 | 1.08 | 0.00106 | 0.0036 | blended | blended | blended | blended | blended | blended | blended | blended | blended | blended | blended | blended | blended | blended | blended | 0 | 0 | 0 | 0 | 0 | 0 | 0 | 0 | 0 | 0 | 0 | 113965.5673 | 113844.6512 | 113723.7351 | 113602.819 | 113481.9029 | 112847.3332 | 112726.4171 | 112605.501 | 112484.5849 | 112363.6687 | 112145.5664 | 112145.5664 | 112145.5664 | 112145.5664 | 112145.5664 | 0 | 0 | 0 | 0 | 0 | 0 | 0 | 0 | 0 | 0 | 0 | 135801.8182 | 134162.527 | 132523.2359 | 130883.9447 | 129244.6536 | 127091.7088 | 125452.4177 | 123813.1265 | 122173.8354 | 120534.5442 | 118798.0669 | 118798.0669 | 118798.0669 | 118798.0669 | 118798.0669 | 0 | 0 | 0 | 0 | 0 | 0 | 0 | 0 | 0 | 0 | 0
Table 114. Vermont Primary Heating Fuel Mix and Average Efficiency, Residential Buildings
[22 empty] | Heating Fuel | Building Type |  |  | Average Heating Efficiency (ηave,fuel)
[23 empty] | Single Family %Fuel | Multifamily %Fuel | Unknown %Fuel
[22 empty] | Oil | 45% | 5% | 41% | 0.84
[22 empty] | Propane (LP) | 17% | 5% | 16% | 0.83
[22 empty] | Natural Gas (NG) | 23% | 66% | 27% | 0.85
[22 empty] | Electricity | 6% | 23% | 8% | 2.52
[22 empty] | Wood | 8% | 1% | 7% | 0.53
[22 empty] | Central Cooling? | %Cool
[23 empty] | Early Replacement | New Construction
[22 empty] | Yes | 100%
[22 empty] | No | 0%
[22 empty] | Unknown, Single Family | 7% | 41%
[22 empty] | Unknown, Multifamily | 6% | 41%
[22 empty] | Unknown, Building Type Unknown | 6.9% | 41%
Table 116. ERV/HRV Default Wattages by Building type
[22 empty] | Unit Type | Building Type | Average Size | Baseline | Tier 1 | Tier 2
[24 empty] | CFMave | WattsAve,Base | WattsAve,EE | WattsAve,EE
[22 empty] | ERV | Single Family | 114 | 48.5 | 42.5 | 23.8
[23 empty] | Multifamily | 64 | 42.8 | 37.6 | 21
[23 empty] | Unknown | 99 | 48.5 | 42.5 | 23.8
[22 empty] | HRV | Single Family | 114 | 49.1 | 44.8 | 31.5
[23 empty] | Multifamily | 64 | 43.4 | 39.6 | 27.8
[23 empty] | Unknown | 99 | 49.1 | 44.8 | 31.5
Table 118. Residential ERV/HRV: Default Supply Air Volumetric Flow (CFM) by Building type
[22 empty] | Building Type | Average Size [CFM] | Assumed Average Supply Airflow (CFMave)
[22 empty] | Single Family | 114 | 60
[22 empty] | Multifamily | 64 | 53
[22 empty] | Unknown | 99 | 60
Table 119. ERV/HRV Adjusted Sensible and Total Recovery Efficiency (ASRE/ATRE)
[22 empty] | Unit Type | Efficiency Category | Average ASRE | Average ATRE
[22 empty] | ERV | Baseline | 70% | 50.2%
[23 empty] | Tier 1 SRE 70% + | 79.1% | 57.7%
[23 empty] | Tier 2 SRE 80% + | 85.3% | 66.2%
[22 empty] | HRV | Baseline | 70.8% | N/A
[23 empty] | Tier 1 SRE 70% + | 79% | N/A
[23 empty] | Tier 2 SRE 80% + | 86.4% | N/A

## RE_HVAC_GSHP
Characterization: | RE_HVAC_GSHP
Residential Ground Source Heat Pump
Assumptions:
▪ GSHP meets ENERGY STAR minimum efficiency standards
▪ Existing A/C presence is unknown
helper row
[5 empty] | 2025 First Year Savings |  |  | Affected Fuel Adders |  | Mixed Baseline Scenario Adders | [19 empty] | Affected Fuel Lifecycle Carbon Intensity - With Adder (gCO2e/MJ) | [25 empty] | Lifetime CO2e Reductions per TonR [g CO2e/tonR], Thermal Sector | [25 empty] | Lifetime CO2e Reductions per TonR [g CO2e/tonR], Total
GSHP Type | Existing heating fuel | Lifetime CO2e Reductions per TonR [g CO2e/tonR], Thermal Sector | Lifetime CO2e Reductions per TonR [g CO2e/tonR], Total | Lifetime Credits per TonR | ΔCO2e | ΔCO2edirect | ΔCO2eHPcool | TDL | CI' | TDLelec | TDLng | CI' prop | CI' oil | CI' wood | ΔEbaseheat [MJ] | EHPheat | Ehl [MJ] | ΔEcool [MJ] | Measure Life | HCAP47F [btuh] | EFLHheat | COP | ηheat | EER | CCAP [btuh] | EFLHcool | %Cool | MJ/Wh | MJ/BTU | 2025 | 2026 | 2027 | 2028 | 2029 | 2030 | 2031 | 2032 | 2033 | 2034 | 2035 | 2036 | 2037 | 2038 | 2039 | 2040 | 2041 | 2042 | 2043 | 2044 | 2045 | 2046 | 2047 | 2048 | 2049 | 2050 | 2025 | 2026 | 2027 | 2028 | 2029 | 2030 | 2031 | 2032 | 2033 | 2034 | 2035 | 2036 | 2037 | 2038 | 2039 | 2040 | 2041 | 2042 | 2043 | 2044 | 2045 | 2046 | 2047 | 2048 | 2049 | 2050 | 2025 | 2026 | 2027 | 2028 | 2029 | 2030 | 2031 | 2032 | 2033 | 2034 | 2035 | 2036 | 2037 | 2038 | 2039 | 2040 | 2041 | 2042 | 2043 | 2044 | 2045 | 2046 | 2047 | 2048 | 2049 | 2050
Water-to-Air, Closed Loop | Natural Gas | 43620510.7272 | 43366435.7211 | 43.6205 | 1580501.1825 | 1602709.0757 | -22207.8931 | 1.4% | 0 | 4% | 1.4% | 0.32764 | 0.2149 | 1.3777 | 28907.7143 | 6745.1333 | 24282.48 | -564.48 | 25 | 12000 | 1909 | 3.6 | 0.84 | 17.1 | 12000 | 240 | 6.9% | 0.0036 | 0.00106 | 63.7174 | 63.7174 | 63.7174 | 63.7174 | 63.7174 | 63.6511 | 63.6511 | 63.6511 | 63.6511 | 63.6511 | 63.6399 | 63.6399 | 63.6399 | 63.6399 | 63.6399 | 63.6363 | 63.6363 | 63.6363 | 63.6363 | 63.6363 | 63.6326 | 63.6326 | 63.6326 | 63.6326 | 63.6326 | 0 | 1602709.0757 | 1621161.3677 | 1639613.6596 | 1658065.9516 | 1676518.2436 | 1693026.3078 | 1711478.5998 | 1729930.8918 | 1748383.1838 | 1766835.4758 | 1784958.8377 | 1784958.8377 | 1784958.8377 | 1784958.8377 | 1784958.8377 | 1784853.3581 | 1784853.3581 | 1784853.3581 | 1784853.3581 | 1784853.3581 | 1784745.3982 | 1784745.3982 | 1784745.3982 | 1784745.3982 | 1784745.3982 | 0 | 1580501.1825 | 1600497.6916 | 1620494.2006 | 1640490.7096 | 1660487.2187 | 1678539.4999 | 1698536.0089 | 1718532.5179 | 1738529.027 | 1758525.536 | 1778193.1149 | 1778193.1149 | 1778193.1149 | 1778193.1149 | 1778193.1149 | 1778087.6354 | 1778087.6354 | 1778087.6354 | 1778087.6354 | 1778087.6354 | 1777979.6754 | 1777979.6754 | 1777979.6754 | 1777979.6754 | 1777979.6754 | 0
| Propane | 49498577.371 | 49244502.3648 | 49.4986 | 1823709.0751 | 1845916.9682 | -22207.8931 | 0% | 0.32764 | 4% | 1.4% | 0.32764 | 0.2149 | 1.3777 | 28567.6235 | 6745.1333 | 24282.48 | -564.48 | 25 | 12000 | 1909 | 3.6 | 0.85 | 17.1 | 12000 | 240 | 6.9% | 0.0036 | 0.00106 | 73.9048 | 73.9048 | 73.9048 | 73.9048 | 73.9048 | 73.5345 | 73.5345 | 73.5345 | 73.5345 | 73.5345 | 73.4701 | 73.4701 | 73.4701 | 73.4701 | 73.4701 | 73.4507 | 73.4507 | 73.4507 | 73.4507 | 73.4507 | 73.431 | 73.431 | 73.431 | 73.431 | 73.431 | 0 | 1845916.9682 | 1864369.2602 | 1882821.5522 | 1901273.8442 | 1919726.1362 | 1927598.8837 | 1946051.1757 | 1964503.4677 | 1982955.7597 | 2001408.0517 | 2018019.3743 | 2018019.3743 | 2018019.3743 | 2018019.3743 | 2018019.3743 | 2017467.8082 | 2017467.8082 | 2017467.8082 | 2017467.8082 | 2017467.8082 | 2016903.2718 | 2016903.2718 | 2016903.2718 | 2016903.2718 | 2016903.2718 | 0 | 1823709.0751 | 1843705.5841 | 1863702.0932 | 1883698.6022 | 1903695.1112 | 1913112.0757 | 1933108.5848 | 1953105.0938 | 1973101.6028 | 1993098.1119 | 2011253.6515 | 2011253.6515 | 2011253.6515 | 2011253.6515 | 2011253.6515 | 2010702.0854 | 2010702.0854 | 2010702.0854 | 2010702.0854 | 2010702.0854 | 2010137.549 | 2010137.549 | 2010137.549 | 2010137.549 | 2010137.549 | 0
| Oil | 57075654.4844 | 56821579.4782 | 57.0757 | 2131299.1706 | 2153507.0637 | -22207.8931 | 0% | 0.2149 | 4% | 1.4% | 0.32764 | 0.2149 | 1.3777 | 28907.7143 | 6745.1333 | 24282.48 | -564.48 | 25 | 12000 | 1909 | 3.6 | 0.84 | 17.1 | 12000 | 240 | 6.9% | 0.0036 | 0.00106 | 83.6758 | 83.6758 | 83.6758 | 83.6758 | 83.6758 | 83.1407 | 83.1407 | 83.1407 | 83.1407 | 83.1407 | 83.0516 | 83.0516 | 83.0516 | 83.0516 | 83.0516 | 83.0236 | 83.0236 | 83.0236 | 83.0236 | 83.0236 | 82.995 | 82.995 | 82.995 | 82.995 | 82.995 | 0 | 2153507.0637 | 2171959.3557 | 2190411.6477 | 2208863.9397 | 2227316.2317 | 2230300.028 | 2248752.32 | 2267204.612 | 2285656.904 | 2304109.196 | 2319985.736 | 2319985.736 | 2319985.736 | 2319985.736 | 2319985.736 | 2319177.8781 | 2319177.8781 | 2319177.8781 | 2319177.8781 | 2319177.8781 | 2318351.0231 | 2318351.0231 | 2318351.0231 | 2318351.0231 | 2318351.0231 | 0 | 2131299.1706 | 2151295.6796 | 2171292.1887 | 2191288.6977 | 2211285.2067 | 2215813.22 | 2235809.7291 | 2255806.2381 | 2275802.7471 | 2295799.2561 | 2313220.0132 | 2313220.0132 | 2313220.0132 | 2313220.0132 | 2313220.0132 | 2312412.1553 | 2312412.1553 | 2312412.1553 | 2312412.1553 | 2312412.1553 | 2311585.3004 | 2311585.3004 | 2311585.3004 | 2311585.3004 | 2311585.3004 | 0
| Unknown, commercial | 46664570.8105 | 46410495.8044 | 46.6646 | 1718397.1499 | 1740605.043 | -22207.8931 | 0% | 0 | 4% | 1.4% | 0.32764 | 0.2149 | 1.3777 | blended | 6745.1333 | 24282.48 | -564.48 | 25 | 12000 | 1909 | 3.6 | blended | 17.1 | 12000 | 240 | 6.9% | 0.0036 | 0.00106 | blended | blended | blended | blended | blended | blended | blended | blended | blended | blended | blended | blended | blended | blended | blended | blended | blended | blended | blended | blended | blended | blended | blended | blended | blended | blended | 1743976.3982 | 1760847.0651 | 1777717.7321 | 1794588.3991 | 1811459.066 | 1818794.1469 | 1835664.8139 | 1852535.4809 | 1869406.1478 | 1886276.8148 | 1901374.2181 | 1901374.2181 | 1901374.2181 | 1901374.2181 | 1901374.2181 | 1900890.7725 | 1900890.7725 | 1900890.7725 | 1900890.7725 | 1900890.7725 | 1900395.9586 | 1900395.9586 | 1900395.9586 | 1900395.9586 | 1900395.9586 | 0 | 1721768.505 | 1740183.389 | 1758598.2731 | 1777013.1571 | 1795428.0411 | 1804307.339 | 1822722.223 | 1841137.107 | 1859551.991 | 1877966.875 | 1894608.4953 | 1894608.4953 | 1894608.4953 | 1894608.4953 | 1894608.4953 | 1894125.0498 | 1894125.0498 | 1894125.0498 | 1894125.0498 | 1894125.0498 | 1893630.2358 | 1893630.2358 | 1893630.2358 | 1893630.2358 | 1893630.2358 | 0
Water-to-Air, Open Loop | Natural Gas | 43990756.4689 | 43784847.3407 | 43.9908 | 1617073.2195 | 1635071.0855 | -17997.866 | 1.4% | 0 | 4% | 1.4% | 0.32764 | 0.2149 | 1.3777 | 28907.7143 | 5922.5561 | 24282.48 | -457.4696 | 25 | 12000 | 1909 | 4.1 | 0.84 | 21.1 | 12000 | 240 | 6.9% | 0.0036 | 0.00106 | 63.7174 | 63.7174 | 63.7174 | 63.7174 | 63.7174 | 63.6511 | 63.6511 | 63.6511 | 63.6511 | 63.6511 | 63.6399 | 63.6399 | 63.6399 | 63.6399 | 63.6399 | 63.6363 | 63.6363 | 63.6363 | 63.6363 | 63.6363 | 63.6326 | 63.6326 | 63.6326 | 63.6326 | 63.6326 | 0 | 1635071.0855 | 1651273.098 | 1667475.1105 | 1683677.123 | 1699879.1354 | 1714136.9201 | 1730338.9326 | 1746540.9451 | 1762742.9576 | 1778944.97 | 1794818.0524 | 1794818.0524 | 1794818.0524 | 1794818.0524 | 1794818.0524 | 1794712.5729 | 1794712.5729 | 1794712.5729 | 1794712.5729 | 1794712.5729 | 1794604.6129 | 1794604.6129 | 1794604.6129 | 1794604.6129 | 1794604.6129 | 0 | 1617073.2195 | 1634526.7065 | 1651980.1934 | 1669433.6804 | 1686887.1673 | 1702396.4265 | 1719849.9134 | 1737303.4004 | 1754756.8873 | 1772210.3743 | 1789334.9311 | 1789334.9311 | 1789334.9311 | 1789334.9311 | 1789334.9311 | 1789229.4516 | 1789229.4516 | 1789229.4516 | 1789229.4516 | 1789229.4516 | 1789121.4916 | 1789121.4916 | 1789121.4916 | 1789121.4916 | 1789121.4916 | 0
| Propane | 49868823.1126 | 49662913.9844 | 49.8688 | 1860281.1121 | 1878278.9781 | -17997.866 | 0% | 0.32764 | 4% | 1.4% | 0.32764 | 0.2149 | 1.3777 | 28567.6235 | 5922.5561 | 24282.48 | -457.4696 | 25 | 12000 | 1909 | 4.1 | 0.85 | 21.1 | 12000 | 240 | 6.9% | 0.0036 | 0.00106 | 73.9048 | 73.9048 | 73.9048 | 73.9048 | 73.9048 | 73.5345 | 73.5345 | 73.5345 | 73.5345 | 73.5345 | 73.4701 | 73.4701 | 73.4701 | 73.4701 | 73.4701 | 73.4507 | 73.4507 | 73.4507 | 73.4507 | 73.4507 | 73.431 | 73.431 | 73.431 | 73.431 | 73.431 | 0 | 1878278.9781 | 1894480.9906 | 1910683.0031 | 1926885.0155 | 1943087.028 | 1948709.496 | 1964911.5085 | 1981113.5209 | 1997315.5334 | 2013517.5459 | 2027878.589 | 2027878.589 | 2027878.589 | 2027878.589 | 2027878.589 | 2027327.0229 | 2027327.0229 | 2027327.0229 | 2027327.0229 | 2027327.0229 | 2026762.4866 | 2026762.4866 | 2026762.4866 | 2026762.4866 | 2026762.4866 | 0 | 1860281.1121 | 1877734.5991 | 1895188.086 | 1912641.573 | 1930095.0599 | 1936969.0023 | 1954422.4893 | 1971875.9762 | 1989329.4632 | 2006782.9501 | 2022395.4677 | 2022395.4677 | 2022395.4677 | 2022395.4677 | 2022395.4677 | 2021843.9016 | 2021843.9016 | 2021843.9016 | 2021843.9016 | 2021843.9016 | 2021279.3653 | 2021279.3653 | 2021279.3653 | 2021279.3653 | 2021279.3653 | 0
| Oil | 57445900.226 | 57239991.0978 | 57.4459 | 2167871.2076 | 2185869.0736 | -17997.866 | 0% | 0.2149 | 4% | 1.4% | 0.32764 | 0.2149 | 1.3777 | 28907.7143 | 5922.5561 | 24282.48 | -457.4696 | 25 | 12000 | 1909 | 4.1 | 0.84 | 21.1 | 12000 | 240 | 6.9% | 0.0036 | 0.00106 | 83.6758 | 83.6758 | 83.6758 | 83.6758 | 83.6758 | 83.1407 | 83.1407 | 83.1407 | 83.1407 | 83.1407 | 83.0516 | 83.0516 | 83.0516 | 83.0516 | 83.0516 | 83.0236 | 83.0236 | 83.0236 | 83.0236 | 83.0236 | 82.995 | 82.995 | 82.995 | 82.995 | 82.995 | 0 | 2185869.0736 | 2202071.0861 | 2218273.0986 | 2234475.111 | 2250677.1235 | 2251410.6403 | 2267612.6528 | 2283814.6652 | 2300016.6777 | 2316218.6902 | 2329844.9507 | 2329844.9507 | 2329844.9507 | 2329844.9507 | 2329844.9507 | 2329037.0928 | 2329037.0928 | 2329037.0928 | 2329037.0928 | 2329037.0928 | 2328210.2379 | 2328210.2379 | 2328210.2379 | 2328210.2379 | 2328210.2379 | 0 | 2167871.2076 | 2185324.6946 | 2202778.1815 | 2220231.6685 | 2237685.1554 | 2239670.1466 | 2257123.6336 | 2274577.1205 | 2292030.6075 | 2309484.0944 | 2324361.8294 | 2324361.8294 | 2324361.8294 | 2324361.8294 | 2324361.8294 | 2323553.9716 | 2323553.9716 | 2323553.9716 | 2323553.9716 | 2323553.9716 | 2322727.1166 | 2322727.1166 | 2322727.1166 | 2322727.1166 | 2322727.1166 | 0
| Unknown, commercial | 47034816.5522 | 46828907.424 | 47.0348 | 1754969.1869 | 1772967.0528 | -17997.866 | 0% | 0 | 4% | 1.4% | 0.32764 | 0.2149 | 1.3777 | blended | 5922.5561 | 24282.48 | -457.4696 | 25 | 12000 | 1909 | 4.1 | blended | 21.1 | 12000 | 240 | 6.9% | 0.0036 | 0.00106 | blended | blended | blended | blended | blended | blended | blended | blended | blended | blended | blended | blended | blended | blended | blended | blended | blended | blended | blended | blended | blended | blended | blended | blended | blended | blended | 1776338.408 | 1790958.7955 | 1805579.1829 | 1820199.5704 | 1834819.9578 | 1839904.7592 | 1854525.1467 | 1869145.5341 | 1883765.9216 | 1898386.3091 | 1911233.4328 | 1911233.4328 | 1911233.4328 | 1911233.4328 | 1911233.4328 | 1910749.9873 | 1910749.9873 | 1910749.9873 | 1910749.9873 | 1910749.9873 | 1910255.1733 | 1910255.1733 | 1910255.1733 | 1910255.1733 | 1910255.1733 | 0 | 1758340.542 | 1774212.404 | 1790084.2659 | 1805956.1278 | 1821827.9897 | 1828164.2656 | 1844036.1275 | 1859907.9894 | 1875779.8514 | 1891651.7133 | 1905750.3115 | 1905750.3115 | 1905750.3115 | 1905750.3115 | 1905750.3115 | 1905266.866 | 1905266.866 | 1905266.866 | 1905266.866 | 1905266.866 | 1904772.052 | 1904772.052 | 1904772.052 | 1904772.052 | 1904772.052 | 0
Water-to-Water, Closed Loop | Natural Gas | 43130830.8754 | 42860974.8129 | 43.1308 | 1536320.4424 | 1559907.7078 | -23587.2653 | 1.4% | 0 | 4% | 1.4% | 0.32764 | 0.2149 | 1.3777 | 28907.7143 | 7833.0581 | 24282.48 | -599.5409 | 25 | 12000 | 1909 | 3.1 | 0.84 | 16.1 | 12000 | 240 | 6.9% | 0.0036 | 0.00106 | 63.7174 | 63.7174 | 63.7174 | 63.7174 | 63.7174 | 63.6511 | 63.6511 | 63.6511 | 63.6511 | 63.6511 | 63.6399 | 63.6399 | 63.6399 | 63.6399 | 63.6399 | 63.6363 | 63.6363 | 63.6363 | 63.6363 | 63.6363 | 63.6326 | 63.6326 | 63.6326 | 63.6326 | 63.6326 | 0 | 1559907.7078 | 1581336.1759 | 1602764.644 | 1624193.1122 | 1645621.5803 | 1665105.8206 | 1686534.2887 | 1707962.7568 | 1729391.2249 | 1750819.6931 | 1771919.2311 | 1771919.2311 | 1771919.2311 | 1771919.2311 | 1771919.2311 | 1771813.7515 | 1771813.7515 | 1771813.7515 | 1771813.7515 | 1771813.7515 | 1771705.7916 | 1771705.7916 | 1771705.7916 | 1771705.7916 | 1771705.7916 | 0 | 1536320.4424 | 1559389.0417 | 1582457.6409 | 1605526.2402 | 1628594.8395 | 1649719.2109 | 1672787.8102 | 1695856.4094 | 1718925.0087 | 1741993.6079 | 1764733.2771 | 1764733.2771 | 1764733.2771 | 1764733.2771 | 1764733.2771 | 1764627.7975 | 1764627.7975 | 1764627.7975 | 1764627.7975 | 1764627.7975 | 1764519.8376 | 1764519.8376 | 1764519.8376 | 1764519.8376 | 1764519.8376 | 0
| Propane | 49008897.5191 | 48739041.4567 | 49.0089 | 1779528.335 | 1803115.6004 | -23587.2653 | 0% | 0.32764 | 4% | 1.4% | 0.32764 | 0.2149 | 1.3777 | 28567.6235 | 7833.0581 | 24282.48 | -599.5409 | 25 | 12000 | 1909 | 3.1 | 0.85 | 16.1 | 12000 | 240 | 6.9% | 0.0036 | 0.00106 | 73.9048 | 73.9048 | 73.9048 | 73.9048 | 73.9048 | 73.5345 | 73.5345 | 73.5345 | 73.5345 | 73.5345 | 73.4701 | 73.4701 | 73.4701 | 73.4701 | 73.4701 | 73.4507 | 73.4507 | 73.4507 | 73.4507 | 73.4507 | 73.431 | 73.431 | 73.431 | 73.431 | 73.431 | 0 | 1803115.6004 | 1824544.0685 | 1845972.5366 | 1867401.0047 | 1888829.4728 | 1899678.3964 | 1921106.8646 | 1942535.3327 | 1963963.8008 | 1985392.2689 | 2004979.7677 | 2004979.7677 | 2004979.7677 | 2004979.7677 | 2004979.7677 | 2004428.2016 | 2004428.2016 | 2004428.2016 | 2004428.2016 | 2004428.2016 | 2003863.6652 | 2003863.6652 | 2003863.6652 | 2003863.6652 | 2003863.6652 | 0 | 1779528.335 | 1802596.9343 | 1825665.5335 | 1848734.1328 | 1871802.732 | 1884291.7868 | 1907360.386 | 1930428.9853 | 1953497.5845 | 1976566.1838 | 1997793.8137 | 1997793.8137 | 1997793.8137 | 1997793.8137 | 1997793.8137 | 1997242.2476 | 1997242.2476 | 1997242.2476 | 1997242.2476 | 1997242.2476 | 1996677.7112 | 1996677.7112 | 1996677.7112 | 1996677.7112 | 1996677.7112 | 0
| Oil | 56585974.6325 | 56316118.5701 | 56.586 | 2087118.4305 | 2110705.6959 | -23587.2653 | 0% | 0.2149 | 4% | 1.4% | 0.32764 | 0.2149 | 1.3777 | 28907.7143 | 7833.0581 | 24282.48 | -599.5409 | 25 | 12000 | 1909 | 3.1 | 0.84 | 16.1 | 12000 | 240 | 6.9% | 0.0036 | 0.00106 | 83.6758 | 83.6758 | 83.6758 | 83.6758 | 83.6758 | 83.1407 | 83.1407 | 83.1407 | 83.1407 | 83.1407 | 83.0516 | 83.0516 | 83.0516 | 83.0516 | 83.0516 | 83.0236 | 83.0236 | 83.0236 | 83.0236 | 83.0236 | 82.995 | 82.995 | 82.995 | 82.995 | 82.995 | 0 | 2110705.6959 | 2132134.164 | 2153562.6321 | 2174991.1002 | 2196419.5683 | 2202379.5407 | 2223808.0089 | 2245236.477 | 2266664.9451 | 2288093.4132 | 2306946.1294 | 2306946.1294 | 2306946.1294 | 2306946.1294 | 2306946.1294 | 2306138.2715 | 2306138.2715 | 2306138.2715 | 2306138.2715 | 2306138.2715 | 2305311.4165 | 2305311.4165 | 2305311.4165 | 2305311.4165 | 2305311.4165 | 0 | 2087118.4305 | 2110187.0298 | 2133255.629 | 2156324.2283 | 2179392.8275 | 2186992.9311 | 2210061.5303 | 2233130.1296 | 2256198.7288 | 2279267.3281 | 2299760.1754 | 2299760.1754 | 2299760.1754 | 2299760.1754 | 2299760.1754 | 2298952.3175 | 2298952.3175 | 2298952.3175 | 2298952.3175 | 2298952.3175 | 2298125.4625 | 2298125.4625 | 2298125.4625 | 2298125.4625 | 2298125.4625 | 0
| Unknown, commercial | 46174890.9587 | 45905034.8962 | 46.1749 | 1674216.4098 | 1697803.6751 | -23587.2653 | 0% | 0 | 4% | 1.4% | 0.32764 | 0.2149 | 1.3777 | blended | 7833.0581 | 24282.48 | -599.5409 | 25 | 12000 | 1909 | 3.1 | blended | 16.1 | 12000 | 240 | 6.9% | 0.0036 | 0.00106 | blended | blended | blended | blended | blended | blended | blended | blended | blended | blended | blended | blended | blended | blended | blended | blended | blended | blended | blended | blended | blended | blended | blended | blended | blended | blended | 1701175.0303 | 1721021.8734 | 1740868.7165 | 1760715.5596 | 1780562.4027 | 1790873.6597 | 1810720.5028 | 1830567.3459 | 1850414.189 | 1870261.0321 | 1888334.6115 | 1888334.6115 | 1888334.6115 | 1888334.6115 | 1888334.6115 | 1887851.1659 | 1887851.1659 | 1887851.1659 | 1887851.1659 | 1887851.1659 | 1887356.352 | 1887356.352 | 1887356.352 | 1887356.352 | 1887356.352 | 0 | 1677587.7649 | 1699074.7392 | 1720561.7134 | 1742048.6876 | 1763535.6619 | 1775487.05 | 1796974.0243 | 1818460.9985 | 1839947.9727 | 1861434.9469 | 1881148.6575 | 1881148.6575 | 1881148.6575 | 1881148.6575 | 1881148.6575 | 1880665.2119 | 1880665.2119 | 1880665.2119 | 1880665.2119 | 1880665.2119 | 1880170.398 | 1880170.398 | 1880170.398 | 1880170.398 | 1880170.398 | 0
Water-to-Water, Open Loop | Natural Gas | 43533767.4392 | 43317614.0757 | 43.5338 | 1576233.8369 | 1595127.1191 | -18893.2822 | 1.4% | 0 | 4% | 1.4% | 0.32764 | 0.2149 | 1.3777 | 28907.7143 | 6937.8514 | 24282.48 | -480.2293 | 25 | 12000 | 1909 | 3.5 | 0.84 | 20.1 | 12000 | 240 | 6.9% | 0.0036 | 0.00106 | 63.7174 | 63.7174 | 63.7174 | 63.7174 | 63.7174 | 63.6511 | 63.6511 | 63.6511 | 63.6511 | 63.6511 | 63.6399 | 63.6399 | 63.6399 | 63.6399 | 63.6399 | 63.6363 | 63.6363 | 63.6363 | 63.6363 | 63.6363 | 63.6326 | 63.6326 | 63.6326 | 63.6326 | 63.6326 | 0 | 1595127.1191 | 1614106.6194 | 1633086.1197 | 1652065.6201 | 1671045.1204 | 1688080.3929 | 1707059.8933 | 1726039.3936 | 1745018.8939 | 1763998.3943 | 1782648.9645 | 1782648.9645 | 1782648.9645 | 1782648.9645 | 1782648.9645 | 1782543.485 | 1782543.485 | 1782543.485 | 1782543.485 | 1782543.485 | 1782435.525 | 1782435.525 | 1782435.525 | 1782435.525 | 1782435.525 | 0 | 1576233.8369 | 1596527.0741 | 1616820.3113 | 1637113.5485 | 1657406.7857 | 1675755.7951 | 1696049.0323 | 1716342.2696 | 1736635.5068 | 1756928.744 | 1776893.0511 | 1776893.0511 | 1776893.0511 | 1776893.0511 | 1776893.0511 | 1776787.5716 | 1776787.5716 | 1776787.5716 | 1776787.5716 | 1776787.5716 | 1776679.6116 | 1776679.6116 | 1776679.6116 | 1776679.6116 | 1776679.6116 | 0
| Propane | 49411834.0829 | 49195680.7195 | 49.4118 | 1819441.7294 | 1838335.0116 | -18893.2822 | 0% | 0.32764 | 4% | 1.4% | 0.32764 | 0.2149 | 1.3777 | 28567.6235 | 6937.8514 | 24282.48 | -480.2293 | 25 | 12000 | 1909 | 3.5 | 0.85 | 20.1 | 12000 | 240 | 6.9% | 0.0036 | 0.00106 | 73.9048 | 73.9048 | 73.9048 | 73.9048 | 73.9048 | 73.5345 | 73.5345 | 73.5345 | 73.5345 | 73.5345 | 73.4701 | 73.4701 | 73.4701 | 73.4701 | 73.4701 | 73.4507 | 73.4507 | 73.4507 | 73.4507 | 73.4507 | 73.431 | 73.431 | 73.431 | 73.431 | 73.431 | 0 | 1838335.0116 | 1857314.512 | 1876294.0123 | 1895273.5126 | 1914253.013 | 1922652.9688 | 1941632.4691 | 1960611.9695 | 1979591.4698 | 1998570.9702 | 2015709.5011 | 2015709.5011 | 2015709.5011 | 2015709.5011 | 2015709.5011 | 2015157.935 | 2015157.935 | 2015157.935 | 2015157.935 | 2015157.935 | 2014593.3987 | 2014593.3987 | 2014593.3987 | 2014593.3987 | 2014593.3987 | 0 | 1819441.7294 | 1839734.9667 | 1860028.2039 | 1880321.4411 | 1900614.6783 | 1910328.371 | 1930621.6082 | 1950914.8454 | 1971208.0827 | 1991501.3199 | 2009953.5877 | 2009953.5877 | 2009953.5877 | 2009953.5877 | 2009953.5877 | 2009402.0216 | 2009402.0216 | 2009402.0216 | 2009402.0216 | 2009402.0216 | 2008837.4852 | 2008837.4852 | 2008837.4852 | 2008837.4852 | 2008837.4852 | 0
| Oil | 56988911.1963 | 56772757.8329 | 56.9889 | 2127031.8249 | 2145925.1071 | -18893.2822 | 0% | 0.2149 | 4% | 1.4% | 0.32764 | 0.2149 | 1.3777 | 28907.7143 | 6937.8514 | 24282.48 | -480.2293 | 25 | 12000 | 1909 | 3.5 | 0.84 | 20.1 | 12000 | 240 | 6.9% | 0.0036 | 0.00106 | 83.6758 | 83.6758 | 83.6758 | 83.6758 | 83.6758 | 83.1407 | 83.1407 | 83.1407 | 83.1407 | 83.1407 | 83.0516 | 83.0516 | 83.0516 | 83.0516 | 83.0516 | 83.0236 | 83.0236 | 83.0236 | 83.0236 | 83.0236 | 82.995 | 82.995 | 82.995 | 82.995 | 82.995 | 0 | 2145925.1071 | 2164904.6075 | 2183884.1078 | 2202863.6081 | 2221843.1085 | 2225354.1131 | 2244333.6134 | 2263313.1138 | 2282292.6141 | 2301272.1144 | 2317675.8628 | 2317675.8628 | 2317675.8628 | 2317675.8628 | 2317675.8628 | 2316868.0049 | 2316868.0049 | 2316868.0049 | 2316868.0049 | 2316868.0049 | 2316041.15 | 2316041.15 | 2316041.15 | 2316041.15 | 2316041.15 | 0 | 2127031.8249 | 2147325.0622 | 2167618.2994 | 2187911.5366 | 2208204.7738 | 2213029.5153 | 2233322.7525 | 2253615.9897 | 2273909.2269 | 2294202.4642 | 2311919.9494 | 2311919.9494 | 2311919.9494 | 2311919.9494 | 2311919.9494 | 2311112.0915 | 2311112.0915 | 2311112.0915 | 2311112.0915 | 2311112.0915 | 2310285.2366 | 2310285.2366 | 2310285.2366 | 2310285.2366 | 2310285.2366 | 0
| Unknown, commercial | 46577827.5225 | 46361674.159 | 46.5778 | 1714129.8042 | 1733023.0864 | -18893.2822 | 0% | 0 | 4% | 1.4% | 0.32764 | 0.2149 | 1.3777 | blended | 6937.8514 | 24282.48 | -480.2293 | 25 | 12000 | 1909 | 3.5 | blended | 20.1 | 12000 | 240 | 6.9% | 0.0036 | 0.00106 | blended | blended | blended | blended | blended | blended | blended | blended | blended | blended | blended | blended | blended | blended | blended | blended | blended | blended | blended | blended | blended | blended | blended | blended | blended | blended | 1736394.4416 | 1753792.3169 | 1771190.1922 | 1788588.0675 | 1805985.9428 | 1813848.2321 | 1831246.1074 | 1848643.9827 | 1866041.858 | 1883439.7333 | 1899064.3449 | 1899064.3449 | 1899064.3449 | 1899064.3449 | 1899064.3449 | 1898580.8994 | 1898580.8994 | 1898580.8994 | 1898580.8994 | 1898580.8994 | 1898086.0854 | 1898086.0854 | 1898086.0854 | 1898086.0854 | 1898086.0854 | 0 | 1717501.1594 | 1736212.7716 | 1754924.3837 | 1773635.9959 | 1792347.6081 | 1801523.6343 | 1820235.2464 | 1838946.8586 | 1857658.4708 | 1876370.083 | 1893308.4315 | 1893308.4315 | 1893308.4315 | 1893308.4315 | 1893308.4315 | 1892824.986 | 1892824.986 | 1892824.986 | 1892824.986 | 1892824.986 | 1892330.172 | 1892330.172 | 1892330.172 | 1892330.172 | 1892330.172 | 0
DGX-to-Air | Natural Gas | 43620510.7272 | 43348968.0644 | 43.6205 | 1578974.3899 | 1602709.0757 | -23734.6858 | 1.4% | 0 | 4% | 1.4% | 0.32764 | 0.2149 | 1.3777 | 28907.7143 | 6745.1333 | 24282.48 | -603.288 | 25 | 12000 | 1909 | 3.6 | 0.84 | 16 | 12000 | 240 | 6.9% | 0.0036 | 0.00106 | 63.7174 | 63.7174 | 63.7174 | 63.7174 | 63.7174 | 63.6511 | 63.6511 | 63.6511 | 63.6511 | 63.6511 | 63.6399 | 63.6399 | 63.6399 | 63.6399 | 63.6399 | 63.6363 | 63.6363 | 63.6363 | 63.6363 | 63.6363 | 63.6326 | 63.6326 | 63.6326 | 63.6326 | 63.6326 | 0 | 1602709.0757 | 1621161.3677 | 1639613.6596 | 1658065.9516 | 1676518.2436 | 1693026.3078 | 1711478.5998 | 1729930.8918 | 1748383.1838 | 1766835.4758 | 1784958.8377 | 1784958.8377 | 1784958.8377 | 1784958.8377 | 1784958.8377 | 1784853.3581 | 1784853.3581 | 1784853.3581 | 1784853.3581 | 1784853.3581 | 1784745.3982 | 1784745.3982 | 1784745.3982 | 1784745.3982 | 1784745.3982 | 0 | 1578974.3899 | 1599077.0638 | 1619179.7378 | 1639282.4117 | 1659385.0857 | 1677543.5318 | 1697646.2058 | 1717748.8797 | 1737851.5537 | 1757954.2276 | 1777727.9715 | 1777727.9715 | 1777727.9715 | 1777727.9715 | 1777727.9715 | 1777622.4919 | 1777622.4919 | 1777622.4919 | 1777622.4919 | 1777622.4919 | 1777514.532 | 1777514.532 | 1777514.532 | 1777514.532 | 1777514.532 | 0
| Propane | 49498577.371 | 49227034.7082 | 49.4986 | 1822182.2825 | 1845916.9682 | -23734.6858 | 0% | 0.32764 | 4% | 1.4% | 0.32764 | 0.2149 | 1.3777 | 28567.6235 | 6745.1333 | 24282.48 | -603.288 | 25 | 12000 | 1909 | 3.6 | 0.85 | 16 | 12000 | 240 | 6.9% | 0.0036 | 0.00106 | 73.9048 | 73.9048 | 73.9048 | 73.9048 | 73.9048 | 73.5345 | 73.5345 | 73.5345 | 73.5345 | 73.5345 | 73.4701 | 73.4701 | 73.4701 | 73.4701 | 73.4701 | 73.4507 | 73.4507 | 73.4507 | 73.4507 | 73.4507 | 73.431 | 73.431 | 73.431 | 73.431 | 73.431 | 0 | 1845916.9682 | 1864369.2602 | 1882821.5522 | 1901273.8442 | 1919726.1362 | 1927598.8837 | 1946051.1757 | 1964503.4677 | 1982955.7597 | 2001408.0517 | 2018019.3743 | 2018019.3743 | 2018019.3743 | 2018019.3743 | 2018019.3743 | 2017467.8082 | 2017467.8082 | 2017467.8082 | 2017467.8082 | 2017467.8082 | 2016903.2718 | 2016903.2718 | 2016903.2718 | 2016903.2718 | 2016903.2718 | 0 | 1822182.2825 | 1842284.9564 | 1862387.6304 | 1882490.3043 | 1902592.9783 | 1912116.1077 | 1932218.7816 | 1952321.4556 | 1972424.1295 | 1992526.8035 | 2010788.5081 | 2010788.5081 | 2010788.5081 | 2010788.5081 | 2010788.5081 | 2010236.942 | 2010236.942 | 2010236.942 | 2010236.942 | 2010236.942 | 2009672.4056 | 2009672.4056 | 2009672.4056 | 2009672.4056 | 2009672.4056 | 0
| Oil | 57075654.4844 | 56804111.8216 | 57.0757 | 2129772.378 | 2153507.0637 | -23734.6858 | 0% | 0.2149 | 4% | 1.4% | 0.32764 | 0.2149 | 1.3777 | 28907.7143 | 6745.1333 | 24282.48 | -603.288 | 25 | 12000 | 1909 | 3.6 | 0.84 | 16 | 12000 | 240 | 6.9% | 0.0036 | 0.00106 | 83.6758 | 83.6758 | 83.6758 | 83.6758 | 83.6758 | 83.1407 | 83.1407 | 83.1407 | 83.1407 | 83.1407 | 83.0516 | 83.0516 | 83.0516 | 83.0516 | 83.0516 | 83.0236 | 83.0236 | 83.0236 | 83.0236 | 83.0236 | 82.995 | 82.995 | 82.995 | 82.995 | 82.995 | 0 | 2153507.0637 | 2171959.3557 | 2190411.6477 | 2208863.9397 | 2227316.2317 | 2230300.028 | 2248752.32 | 2267204.612 | 2285656.904 | 2304109.196 | 2319985.736 | 2319985.736 | 2319985.736 | 2319985.736 | 2319985.736 | 2319177.8781 | 2319177.8781 | 2319177.8781 | 2319177.8781 | 2319177.8781 | 2318351.0231 | 2318351.0231 | 2318351.0231 | 2318351.0231 | 2318351.0231 | 0 | 2129772.378 | 2149875.0519 | 2169977.7259 | 2190080.3998 | 2210183.0738 | 2214817.252 | 2234919.9259 | 2255022.5999 | 2275125.2738 | 2295227.9478 | 2312754.8697 | 2312754.8697 | 2312754.8697 | 2312754.8697 | 2312754.8697 | 2311947.0119 | 2311947.0119 | 2311947.0119 | 2311947.0119 | 2311947.0119 | 2311120.1569 | 2311120.1569 | 2311120.1569 | 2311120.1569 | 2311120.1569 | 0
| Unknown, commercial | 46664570.8105 | 46393028.1477 | 46.6646 | 1716870.3572 | 1740605.043 | -23734.6858 | 0% | 0 | 4% | 1.4% | 0.32764 | 0.2149 | 1.3777 | blended | 6745.1333 | 24282.48 | -603.288 | 25 | 12000 | 1909 | 3.6 | blended | 16 | 12000 | 240 | 6.9% | 0.0036 | 0.00106 | blended | blended | blended | blended | blended | blended | blended | blended | blended | blended | blended | blended | blended | blended | blended | blended | blended | blended | blended | blended | blended | blended | blended | blended | blended | blended | 1743976.3982 | 1760847.0651 | 1777717.7321 | 1794588.3991 | 1811459.066 | 1818794.1469 | 1835664.8139 | 1852535.4809 | 1869406.1478 | 1886276.8148 | 1901374.2181 | 1901374.2181 | 1901374.2181 | 1901374.2181 | 1901374.2181 | 1900890.7725 | 1900890.7725 | 1900890.7725 | 1900890.7725 | 1900890.7725 | 1900395.9586 | 1900395.9586 | 1900395.9586 | 1900395.9586 | 1900395.9586 | 0 | 1720241.7124 | 1738762.7613 | 1757283.8102 | 1775804.8592 | 1794325.9081 | 1803311.3709 | 1821832.4199 | 1840353.4688 | 1858874.5177 | 1877395.5666 | 1894143.3518 | 1894143.3518 | 1894143.3518 | 1894143.3518 | 1894143.3518 | 1893659.9063 | 1893659.9063 | 1893659.9063 | 1893659.9063 | 1893659.9063 | 1893165.0923 | 1893165.0923 | 1893165.0923 | 1893165.0923 | 1893165.0923 | 0
DGX-to-Water | Natural Gas | 43130830.8754 | 42841185.3684 | 43.1308 | 1534590.7096 | 1559907.7078 | -25316.9981 | 1.4% | 0 | 4% | 1.4% | 0.32764 | 0.2149 | 1.3777 | 28907.7143 | 7833.0581 | 24282.48 | -643.5072 | 25 | 12000 | 1909 | 3.1 | 0.84 | 15 | 12000 | 240 | 6.9% | 0.0036 | 0.00106 | 63.7174 | 63.7174 | 63.7174 | 63.7174 | 63.7174 | 63.6511 | 63.6511 | 63.6511 | 63.6511 | 63.6511 | 63.6399 | 63.6399 | 63.6399 | 63.6399 | 63.6399 | 63.6363 | 63.6363 | 63.6363 | 63.6363 | 63.6363 | 63.6326 | 63.6326 | 63.6326 | 63.6326 | 63.6326 | 0 | 1559907.7078 | 1581336.1759 | 1602764.644 | 1624193.1122 | 1645621.5803 | 1665105.8206 | 1686534.2887 | 1707962.7568 | 1729391.2249 | 1750819.6931 | 1771919.2311 | 1771919.2311 | 1771919.2311 | 1771919.2311 | 1771919.2311 | 1771813.7515 | 1771813.7515 | 1771813.7515 | 1771813.7515 | 1771813.7515 | 1771705.7916 | 1771705.7916 | 1771705.7916 | 1771705.7916 | 1771705.7916 | 0 | 1534590.7096 | 1557779.5852 | 1580968.4607 | 1604157.3363 | 1627346.2118 | 1648590.8595 | 1671779.7351 | 1694968.6106 | 1718157.4861 | 1741346.3617 | 1764206.3071 | 1764206.3071 | 1764206.3071 | 1764206.3071 | 1764206.3071 | 1764100.8276 | 1764100.8276 | 1764100.8276 | 1764100.8276 | 1764100.8276 | 1763992.8676 | 1763992.8676 | 1763992.8676 | 1763992.8676 | 1763992.8676 | 0
| Propane | 49008897.5191 | 48719252.0121 | 49.0089 | 1777798.6022 | 1803115.6004 | -25316.9981 | 0% | 0.32764 | 4% | 1.4% | 0.32764 | 0.2149 | 1.3777 | 28567.6235 | 7833.0581 | 24282.48 | -643.5072 | 25 | 12000 | 1909 | 3.1 | 0.85 | 15 | 12000 | 240 | 6.9% | 0.0036 | 0.00106 | 73.9048 | 73.9048 | 73.9048 | 73.9048 | 73.9048 | 73.5345 | 73.5345 | 73.5345 | 73.5345 | 73.5345 | 73.4701 | 73.4701 | 73.4701 | 73.4701 | 73.4701 | 73.4507 | 73.4507 | 73.4507 | 73.4507 | 73.4507 | 73.431 | 73.431 | 73.431 | 73.431 | 73.431 | 0 | 1803115.6004 | 1824544.0685 | 1845972.5366 | 1867401.0047 | 1888829.4728 | 1899678.3964 | 1921106.8646 | 1942535.3327 | 1963963.8008 | 1985392.2689 | 2004979.7677 | 2004979.7677 | 2004979.7677 | 2004979.7677 | 2004979.7677 | 2004428.2016 | 2004428.2016 | 2004428.2016 | 2004428.2016 | 2004428.2016 | 2003863.6652 | 2003863.6652 | 2003863.6652 | 2003863.6652 | 2003863.6652 | 0 | 1777798.6022 | 1800987.4778 | 1824176.3533 | 1847365.2288 | 1870554.1044 | 1883163.4354 | 1906352.3109 | 1929541.1865 | 1952730.062 | 1975918.9376 | 1997266.8437 | 1997266.8437 | 1997266.8437 | 1997266.8437 | 1997266.8437 | 1996715.2777 | 1996715.2777 | 1996715.2777 | 1996715.2777 | 1996715.2777 | 1996150.7413 | 1996150.7413 | 1996150.7413 | 1996150.7413 | 1996150.7413 | 0
| Oil | 56585974.6325 | 56296329.1255 | 56.586 | 2085388.6977 | 2110705.6959 | -25316.9981 | 0% | 0.2149 | 4% | 1.4% | 0.32764 | 0.2149 | 1.3777 | 28907.7143 | 7833.0581 | 24282.48 | -643.5072 | 25 | 12000 | 1909 | 3.1 | 0.84 | 15 | 12000 | 240 | 6.9% | 0.0036 | 0.00106 | 83.6758 | 83.6758 | 83.6758 | 83.6758 | 83.6758 | 83.1407 | 83.1407 | 83.1407 | 83.1407 | 83.1407 | 83.0516 | 83.0516 | 83.0516 | 83.0516 | 83.0516 | 83.0236 | 83.0236 | 83.0236 | 83.0236 | 83.0236 | 82.995 | 82.995 | 82.995 | 82.995 | 82.995 | 0 | 2110705.6959 | 2132134.164 | 2153562.6321 | 2174991.1002 | 2196419.5683 | 2202379.5407 | 2223808.0089 | 2245236.477 | 2266664.9451 | 2288093.4132 | 2306946.1294 | 2306946.1294 | 2306946.1294 | 2306946.1294 | 2306946.1294 | 2306138.2715 | 2306138.2715 | 2306138.2715 | 2306138.2715 | 2306138.2715 | 2305311.4165 | 2305311.4165 | 2305311.4165 | 2305311.4165 | 2305311.4165 | 0 | 2085388.6977 | 2108577.5733 | 2131766.4488 | 2154955.3243 | 2178144.1999 | 2185864.5797 | 2209053.4552 | 2232242.3308 | 2255431.2063 | 2278620.0819 | 2299233.2054 | 2299233.2054 | 2299233.2054 | 2299233.2054 | 2299233.2054 | 2298425.3476 | 2298425.3476 | 2298425.3476 | 2298425.3476 | 2298425.3476 | 2297598.4926 | 2297598.4926 | 2297598.4926 | 2297598.4926 | 2297598.4926 | 0
| Unknown, commercial | 46174890.9587 | 45885245.4517 | 46.1749 | 1672486.677 | 1697803.6751 | -25316.9981 | 0% | 0 | 4% | 1.4% | 0.32764 | 0.2149 | 1.3777 | blended | 7833.0581 | 24282.48 | -643.5072 | 25 | 12000 | 1909 | 3.1 | blended | 15 | 12000 | 240 | 6.9% | 0.0036 | 0.00106 | blended | blended | blended | blended | blended | blended | blended | blended | blended | blended | blended | blended | blended | blended | blended | blended | blended | blended | blended | blended | blended | blended | blended | blended | blended | blended | 1701175.0303 | 1721021.8734 | 1740868.7165 | 1760715.5596 | 1780562.4027 | 1790873.6597 | 1810720.5028 | 1830567.3459 | 1850414.189 | 1870261.0321 | 1888334.6115 | 1888334.6115 | 1888334.6115 | 1888334.6115 | 1888334.6115 | 1887851.1659 | 1887851.1659 | 1887851.1659 | 1887851.1659 | 1887851.1659 | 1887356.352 | 1887356.352 | 1887356.352 | 1887356.352 | 1887356.352 | 0 | 1675858.0321 | 1697465.2827 | 1719072.5332 | 1740679.7837 | 1762287.0342 | 1774358.6986 | 1795965.9492 | 1817573.1997 | 1839180.4502 | 1860787.7007 | 1880621.6875 | 1880621.6875 | 1880621.6875 | 1880621.6875 | 1880621.6875 | 1880138.242 | 1880138.242 | 1880138.242 | 1880138.242 | 1880138.242 | 1879643.428 | 1879643.428 | 1879643.428 | 1879643.428 | 1879643.428 | 0
Table 123. Vermont Primary Heating Fuel Mix and Average Heating Efficiency, Residential Buildings
[18 empty] | Heating Fuel | Single Family | Average Heating Efficiency (ηave)
[18 empty] | Oil | 45% | 0.84
[18 empty] | Propane | 17% | 0.85
[18 empty] | Natural Gas | 23% | 0.84
[18 empty] | Electricity | 6% | 2.52
[18 empty] | Wood | 8% | 0.67
Table 121. ENERGY STAR GSHP Minimum Heating and Cooling Efficiency
[18 empty] | GSHP Type |  | EER | COP
[20 empty] | (Cooling) | (Heating)
Water-to-Air
[18 empty] | Closed Loop Water-to-Air |  | 17.1 | 3.6
[18 empty] | Open Loop Water-to-Air |  | 21.1 | 4.1
Water-to-Water
[18 empty] | Closed Loop Water-to-Water |  | 16.1 | 3.1
[18 empty] | Open Loop Water-to-Water |  | 20.1 | 3.5
DGX
[18 empty] | DGX-to-Air |  | 16 | 3.6
[18 empty] | DGX-to-Water |  | 15 | 3.1

## RE_MISC_MANU
Characterization: | RE_HOME_MANU
Efficient and Electric Manufactured Home
Assumptions:
▪ Baseline meets the US Department of HUD standard and ENERGY STAR Manufactured New Homes National Program
helper row
|  |  |  | 2025 First Year Savings | [5 empty] | Affected Fuel Adders |  | Mixed Baseline Scenario Adders | [16 empty] | Affected Fuel Lifecycle Carbon Intensity - With Adder (gCO2e/MJ) | [25 empty] | Lifetime CO2e Reductions, Thermal [g] | [25 empty] | Lifetime CO2e Reductions, Total [g]
Manufactured Home Size | Lifetime CO2e Reductions, Thermal [g] | Lifetime CO2e Reductions, Total [g] | Lifetime Credits | ΔCO2e | ΔCO2eThermal | ΔCO2eHeat | ΔCO2eDHW | ΔCO2eOther | ΔCO2cool | TDL | CI' | TDLelec | TDLng | CI' prop | CI' oil | CI' wood | ΔEheat,Oil [MJ] | ΔEheat,Prop [MJ] | ΔEheat,Elec [MJ] | ΔEDHW,Oil [MJ] | ΔEDHW,Prop [MJ] | ΔEDHW,Elec [MJ] | ΔEother[MJ] | ΔEcool [MJ] | Measure Life, Space Heating | Measure Life, Space Cooling | Measure Life, Water Heating | Measure Life, Other | 2025 | 2026 | 2027 | 2028 | 2029 | 2030 | 2031 | 2032 | 2033 | 2034 | 2035 | 2036 | 2037 | 2038 | 2039 | 2040 | 2041 | 2042 | 2043 | 2044 | 2045 | 2046 | 2047 | 2048 | 2049 | 2050 | 2025 | 2026 | 2027 | 2028 | 2029 | 2030 | 2031 | 2032 | 2033 | 2034 | 2035 | 2036 | 2037 | 2038 | 2039 | 2040 | 2041 | 2042 | 2043 | 2044 | 2045 | 2046 | 2047 | 2048 | 2049 | 2050 | 2025 | 2026 | 2027 | 2028 | 2029 | 2030 | 2031 | 2032 | 2033 | 2034 | 2035 | 2036 | 2037 | 2038 | 2039 | 2040 | 2041 | 2042 | 2043 | 2044 | 2045 | 2046 | 2047 | 2048 | 2049 | 2050
Single | 68930628.0273 | 69416666.8744 | 68.9306 | 4436678.6825 | 4380804.8698 | 3439500.6695 | 913925.9534 | 27378.2469 | 55873.8127 | blended | blended | 4% | 1.4% | 0.32764 | 0.2149 | 1.3777 | 10128.5 | 40725.2 | -10619.6 | 0 | 12238.6 | 239.8 | 695.9 | 1420.2 | 16 | 16 | 12 | 12 | blended | blended | blended | blended | blended | blended | blended | blended | blended | blended | blended | blended | blended | blended | blended | blended | blended | blended | blended | blended | blended | blended | blended | blended | blended | blended | 4380804.8698 | 4407296.5848 | 4433788.2999 | 4460280.015 | 4486771.7301 | 4488229.4296 | 4514721.1447 | 4541212.8598 | 4567704.5749 | 4594196.2899 | 4616372.4093 | 4616372.4093 | 3705986.6898 | 3705986.6898 | 3705986.6898 | 3704917.3407 | 0 | 0 | 0 | 0 | 0 | 0 | 0 | 0 | 0 | 0 | 4436678.6825 | 4459285.2341 | 4481891.7858 | 4504498.3375 | 4527104.8892 | 4524677.4254 | 4547283.9771 | 4569890.5287 | 4592497.0804 | 4615103.6321 | 4633394.5881 | 4633394.5881 | 3723008.8686 | 3723008.8686 | 3723008.8686 | 3721939.5195 | 0 | 0 | 0 | 0 | 0 | 0 | 0 | 0 | 0 | 0
Double | 69533783.815 | 70008255.1976 | 69.5338 | 4546484.3085 | 4491940.2627 | 3243962.8768 | 1217286.5245 | 30690.8613 | 54544.0459 | blended | blended | 4% | 1.4% | 0.32764 | 0.2149 | 1.3777 | 9495.5 | 38193 | -9486.7 | 0 | 17513.9 | -1959.1 | 780.1 | 1386.4 | 16 | 16 | 12 | 12 | blended | blended | blended | blended | blended | blended | blended | blended | blended | blended | blended | blended | blended | blended | blended | blended | blended | blended | blended | blended | blended | blended | blended | blended | blended | blended | 4491940.2627 | 4521117.8342 | 4550295.4058 | 4579472.9774 | 4608650.549 | 4612116.9614 | 4641294.533 | 4670472.1046 | 4699649.6762 | 4728827.2478 | 4753568.8533 | 4753568.8533 | 3480952.8313 | 3480952.8313 | 3480952.8313 | 3479950.0622 | 0 | 0 | 0 | 0 | 0 | 0 | 0 | 0 | 0 | 0 | 4546484.3085 | 4571869.1815 | 4597254.0545 | 4622638.9275 | 4648023.8006 | 4647697.5143 | 4673082.3874 | 4698467.2604 | 4723852.1334 | 4749237.0064 | 4770185.9133 | 4770185.9133 | 3497569.8914 | 3497569.8914 | 3497569.8914 | 3496567.1223 | 0 | 0 | 0 | 0 | 0 | 0 | 0 | 0 | 0 | 0
Table 126. Vermont Water Heating Fuel Mix and Average Heating Efficiency, Residential Buildings
[17 empty] | End Use | Variable Name | Single Wide – Savings [MJ] |  |  | Double Wide – Savings [MJ]
[19 empty] | Electric | Propane | Oil | Electric | Propane | Oil
[17 empty] | Space Heating | ΔEheat,fuel | -10619.6 | 40725.2 | 10128.5 | -9486.7 | 38193 | 9495.5
[17 empty] | Space Cooling | ΔEcool | 1420.2 | 0 | 0 | 1386.4 | 0 | 0
[17 empty] | Water Heating | ΔEDHW,fuel | 239.8 | 12238.6 | 0 | -1959.1 | 17513.9 | 0
[17 empty] | Other | ΔEOther | 695.9 | 0 | 0 | 780.1 | 0 | 0
229158482.7314

## RE_MISC_HPPW
Characterization: | RE_MISC_HPPW
Residential Heat Pump Pool Water Heaters
Assumptions:
▪ Average baseline pool heater efficiencies in Table 126
▪ Heat pump pool water heater COP = 4.79
▪ 36ft by 18ft pool kept at 82°F from June 1 through September 30
▪ Pool cover use is unknown
helper row
|  |  |  | 2025 First Year Savings |  |  |  | Affected Fuel Adders |  | Mixed Baseline Scenario Adders | [15 empty] | Affected Fuel Lifecycle Carbon Intensity - With Adder (gCO2e/MJ) | [25 empty] | Lifetime CO2e Reductions, Total [g]
Baseline Fuel | Lifetime CO2e Reductions, Thermal [g] | Lifetime CO2e Reductions, Total [g] | Lifetime Credits | ΔCO2e | ΔCO2edirect | ΔCO2base | ΔCO2HP | TDL | CI' | TDLelec | TDLng | CI' prop | CI' oil | CI' wood | Ebase [MJ] | EHP [MJ] | Eload [MJ] | Measure Life | MMBTUsurface | MMBTUreheat | MMBTUevap | MMBTUsolar | ηbase | COPHP | MJ/MMBTU | 2025 | 2026 | 2027 | 2028 | 2029 | 2030 | 2031 | 2032 | 2033 | 2034 | 2035 | 2036 | 2037 | 2038 | 2039 | 2040 | 2041 | 2042 | 2043 | 2044 | 2045 | 2046 | 2047 | 2048 | 2049 | 2050 | 2025 | 2026 | 2027 | 2028 | 2029 | 2030 | 2031 | 2032 | 2033 | 2034 | 2035 | 2036 | 2037 | 2038 | 2039 | 2040 | 2041 | 2042 | 2043 | 2044 | 2045 | 2046 | 2047 | 2048 | 2049 | 2050
Oil | 50380489.3864 | 50380489.3864 | 50.3805 | 10161667.6698 | 10161667.6698 | 11086671.709 | 925004.0392 | 0% | 0.2149 | 4% | 1.4% | 0.32764 | 0.2149 | 1.3777 | 132495.5882 | 23511.7432 | 112621.25 | 5 | 155.82 | 5.87 | 2.14 | 57.08 | 0.85 | 4.79 | 1055 | 83.6758 | 83.6758 | 83.6758 | 83.6758 | 83.6758 | 0 | 0 | 0 | 0 | 0 | 0 | 0 | 0 | 0 | 0 | 0 | 0 | 0 | 0 | 0 | 0 | 0 | 0 | 0 | 0 | 0 | 10161667.6698 | 6963994.1492 | 11086502.3544 | 11081820.2099 | 11086505.0032 | 0 | 0 | 0 | 0 | 0 | 0 | 0 | 0 | 0 | 0 | 0 | 0 | 0 | 0 | 0 | 0 | 0 | 0 | 0 | 0 | 0
Propane | 43907452.5176 | 43907452.5176 | 43.9075 | 8867060.296 | 8867060.296 | 9792064.3352 | 925004.0392 | 0% | 0.32764 | 4% | 1.4% | 0.32764 | 0.2149 | 1.3777 | 132495.5882 | 23511.7432 | 112621.25 | 5 | 155.82 | 5.87 | 2.14 | 57.08 | 0.85 | 4.79 | 1055 | 73.9048 | 73.9048 | 73.9048 | 73.9048 | 73.9048 | 0 | 0 | 0 | 0 | 0 | 0 | 0 | 0 | 0 | 0 | 0 | 0 | 0 | 0 | 0 | 0 | 0 | 0 | 0 | 0 | 0 | 8867060.296 | 5669386.7754 | 9791894.9806 | 9787212.8361 | 9791897.6294 | 0 | 0 | 0 | 0 | 0 | 0 | 0 | 0 | 0 | 0 | 0 | 0 | 0 | 0 | 0 | 0 | 0 | 0 | 0 | 0 | 0
Natural Gas | 37757854.6967 | 37757854.6967 | 37.7579 | 7637140.7318 | 7637140.7318 | 8562144.7711 | 925004.0392 | 1.4% | 0 | 4% | 1.4% | 0.32764 | 0.2149 | 1.3777 | 132495.5882 | 23511.7432 | 112621.25 | 5 | 155.82 | 5.87 | 2.14 | 57.08 | 0.85 | 4.79 | 1055 | 63.7174 | 63.7174 | 63.7174 | 63.7174 | 63.7174 | 0 | 0 | 0 | 0 | 0 | 0 | 0 | 0 | 0 | 0 | 0 | 0 | 0 | 0 | 0 | 0 | 0 | 0 | 0 | 0 | 0 | 7637140.7318 | 4439467.2113 | 8561975.4165 | 8557293.272 | 8561978.0652 | 0 | 0 | 0 | 0 | 0 | 0 | 0 | 0 | 0 | 0 | 0 | 0 | 0 | 0 | 0 | 0 | 0 | 0 | 0 | 0 | 0
Unknown, non-commercial | 29817278.2228 | 29817278.2228 | 29.8173 | 6316660.7277 | 6316660.7277 | 7241664.767 | 925004.0392 | 0% | 0 | 4% | 1.4% | 0.32764 | 0.2149 | 1.3777 | blended | 23511.7432 | 112621.25 | 5 | 155.82 | 5.87 | 2.14 | 57.08 | blended | 4.79 | 1055 | blended | blended | blended | blended | blended | blended | blended | blended | blended | blended | blended | blended | blended | blended | blended | blended | blended | blended | blended | blended | blended | blended | blended | blended | blended | blended | 6316660.7277 | 2985169.5618 | 6973860.1217 | 6835360.3318 | 6706227.4797 | 0 | 0 | 0 | 0 | 0 | 0 | 0 | 0 | 0 | 0 | 0 | 0 | 0 | 0 | 0 | 0 | 0 | 0 | 0 | 0 | 0
Table 126. Vermont Water Heating Fuel Mix and Average Heating Efficiency, Residential Buildings
[18 empty] | Pool Water Heating Fuel | Fuel Mix | Average Efficiency (ηave,fuel)
[18 empty] | Oil | 9% | 0.85
[18 empty] | Propane | 24% | 0.85
[18 empty] | Natural Gas | 23% | 0.85
[18 empty] | Electricity | 43% | 0.99
229158482.7314

## VT CHS Emissions Schedule
Source: VT CHS Lifecycle Emissions Rate Schedule DRAFT 2024-11-08
Fuel | Lifecycle Emission Rate (gCO2e/MJ) | [27 empty] | Combustion Emission Rate (gCO2e/MJ) | [27 empty] | Upstream Emission Rate (gCO2e/MJ)
| 2023 | 2024 | 2025 | 2026 | 2027 | 2028 | 2029 | 2030 | 2031 | 2032 | 2033 | 2034 | 2035 | 2036 | 2037 | 2038 | 2039 | 2040 | 2041 | 2042 | 2043 | 2044 | 2045 | 2046 | 2047 | 2048 | 2049 | 2050 | 2023 | 2024 | 2025 | 2026 | 2027 | 2028 | 2029 | 2030 | 2031 | 2032 | 2033 | 2034 | 2035 | 2036 | 2037 | 2038 | 2039 | 2040 | 2041 | 2042 | 2043 | 2044 | 2045 | 2046 | 2047 | 2048 | 2049 | 2050 | 2023 | 2024 | 2025 | 2026 | 2027 | 2028 | 2029 | 2030 | 2031 | 2032 | 2033 | 2034 | 2035 | 2036 | 2037 | 2038 | 2039 | 2040 | 2041 | 2042 | 2043 | 2044 | 2045 | 2046 | 2047 | 2048 | 2049 | 2050
Grid electricity |  |  | 37.7685 | 35.1423 | 32.5161 | 29.8899 | 27.2636 | 24.6374 | 22.0112 | 19.385 | 16.7588 | 14.1326 | 11.5063 | 11.5063 | 11.5063 | 11.5063 | 11.5063 | 11.5063 | 11.5063 | 11.5063 | 11.5063 | 11.5063 | 11.5063 | 11.5063 | 11.5063 | 11.5063 | 11.5063 | 11.5063 | 32.4582 | 32.4582 | 32.4582 | 29.6115 | 26.7648 | 23.9181 | 21.0714 | 18.2247 | 15.378 | 12.5312 | 9.6845 | 6.8378 | 3.9911 | 3.9911 | 3.9911 | 3.9911 | 3.9911 | 3.9911 | 3.9911 | 3.9911 | 3.9911 | 3.9911 | 3.9911 | 3.9911 | 3.9911 | 3.9911 | 3.9911 | 3.9911 | 5.3103 | 5.3103 | 5.3103 | 5.5308 | 5.7513 | 5.9718 | 6.1923 | 6.4128 | 6.6333 | 6.8537 | 7.0742 | 7.2947 | 7.5152 | 7.5152 | 7.5152 | 7.5152 | 7.5152 | 7.5152 | 7.5152 | 7.5152 | 7.5152 | 7.5152 | 7.5152 | 7.5152 | 7.5152 | 7.5152 | 7.5152 | 7.5152
Liquid and Gaseous Fuels
Natural gas |  |  | 63.7174 | 63.7174 | 63.7174 | 63.7174 | 63.7174 | 63.6511 | 63.6511 | 63.6511 | 63.6511 | 63.6511 | 63.6399 | 63.6399 | 63.6399 | 63.6399 | 63.6399 | 63.6363 | 63.6363 | 63.6363 | 63.6363 | 63.6363 | 63.6326 | 63.6326 | 63.6326 | 63.6326 | 63.6326 | 63.6268 | 50.3428 | 50.3428 | 50.3428 | 50.3428 | 50.3428 | 50.3428 | 50.3428 | 50.3428 | 50.3428 | 50.3428 | 50.3428 | 50.3428 | 50.3428 | 50.3428 | 50.3428 | 50.3428 | 50.3428 | 50.3428 | 50.3428 | 50.3428 | 50.3428 | 50.3428 | 50.3428 | 50.3428 | 50.3428 | 50.3428 | 50.3428 | 50.3428 | 13.3976 | 13.3976 | 13.3746 | 13.3746 | 13.3746 | 13.3746 | 13.3746 | 13.3083 | 13.3083 | 13.3083 | 13.3083 | 13.3083 | 13.297 | 13.297 | 13.297 | 13.297 | 13.297 | 13.2934 | 13.2934 | 13.2934 | 13.2934 | 13.2934 | 13.2898 | 13.2898 | 13.2898 | 13.2898 | 13.2898 | 13.284
Fuel oil #2 |  |  | 83.4609 | 83.4609 | 83.4609 | 83.4609 | 83.4609 | 82.9258 | 82.9258 | 82.9258 | 82.9258 | 82.9258 | 82.8367 | 82.8367 | 82.8367 | 82.8367 | 82.8367 | 82.8087 | 82.8087 | 82.8087 | 82.8087 | 82.8087 | 82.7801 | 82.7801 | 82.7801 | 82.7801 | 82.7801 | 82.7138 | 70.3309 | 70.3309 | 70.3309 | 70.3309 | 70.3309 | 70.3309 | 70.3309 | 70.3309 | 70.3309 | 70.3309 | 70.3309 | 70.3309 | 70.3309 | 70.3309 | 70.3309 | 70.3309 | 70.3309 | 70.3309 | 70.3309 | 70.3309 | 70.3309 | 70.3309 | 70.3309 | 70.3309 | 70.3309 | 70.3309 | 70.3309 | 70.3309 | 13.0716 | 13.0716 | 13.13 | 13.13 | 13.13 | 13.13 | 13.13 | 12.5949 | 12.5949 | 12.5949 | 12.5949 | 12.5949 | 12.5058 | 12.5058 | 12.5058 | 12.5058 | 12.5058 | 12.4779 | 12.4779 | 12.4779 | 12.4779 | 12.4779 | 12.4493 | 12.4493 | 12.4493 | 12.4493 | 12.4493 | 12.3829
Propane |  |  | 73.5772 | 73.5772 | 73.5772 | 73.5772 | 73.5772 | 73.2069 | 73.2069 | 73.2069 | 73.2069 | 73.2069 | 73.1424 | 73.1424 | 73.1424 | 73.1424 | 73.1424 | 73.1231 | 73.1231 | 73.1231 | 73.1231 | 73.1231 | 73.1033 | 73.1033 | 73.1033 | 73.1033 | 73.1033 | 73.0571 | 59.8196 | 59.8196 | 59.8196 | 59.8196 | 59.8196 | 59.8196 | 59.8196 | 59.8196 | 59.8196 | 59.8196 | 59.8196 | 59.8196 | 59.8196 | 59.8196 | 59.8196 | 59.8196 | 59.8196 | 59.8196 | 59.8196 | 59.8196 | 59.8196 | 59.8196 | 59.8196 | 59.8196 | 59.8196 | 59.8196 | 59.8196 | 59.8196 | 13.7664 | 13.7664 | 13.7576 | 13.7576 | 13.7576 | 13.7576 | 13.7576 | 13.3873 | 13.3873 | 13.3873 | 13.3873 | 13.3873 | 13.3228 | 13.3228 | 13.3228 | 13.3228 | 13.3228 | 13.3035 | 13.3035 | 13.3035 | 13.3035 | 13.3035 | 13.2838 | 13.2838 | 13.2838 | 13.2838 | 13.2838 | 13.2375
Kerosene |  |  | 83.6711 | 83.6711 | 83.6711 | 83.6711 | 83.6711 | 83.1202 | 83.1202 | 83.1202 | 83.1202 | 83.1202 | 83.0241 | 83.0241 | 83.0241 | 83.0241 | 83.0241 | 82.9957 | 82.9957 | 82.9957 | 82.9957 | 82.9957 | 82.9666 | 82.9666 | 82.9666 | 82.9666 | 82.9666 | 82.8921 | 71.5062 | 71.5062 | 71.5062 | 71.5062 | 71.5062 | 71.5062 | 71.5062 | 71.5062 | 71.5062 | 71.5062 | 71.5062 | 71.5062 | 71.5062 | 71.5062 | 71.5062 | 71.5062 | 71.5062 | 71.5062 | 71.5062 | 71.5062 | 71.5062 | 71.5062 | 71.5062 | 71.5062 | 71.5062 | 71.5062 | 71.5062 | 71.5062 | 12.1199 | 12.1199 | 12.165 | 12.165 | 12.165 | 12.165 | 12.165 | 11.614 | 11.614 | 11.614 | 11.614 | 11.614 | 11.5179 | 11.5179 | 11.5179 | 11.5179 | 11.5179 | 11.4895 | 11.4895 | 11.4895 | 11.4895 | 11.4895 | 11.4604 | 11.4604 | 11.4604 | 11.4604 | 11.4604 | 11.3859
Coal |  |  | 94.5442 | 94.5442 | 94.5442 | 94.5442 | 94.5442 | 94.4594 | 94.4594 | 94.4594 | 94.4594 | 94.4594 | 94.4438 | 94.4438 | 94.4438 | 94.4438 | 94.4438 | 94.4394 | 94.4394 | 94.4394 | 94.4394 | 94.4394 | 94.4348 | 94.4348 | 94.4348 | 94.4348 | 94.4348 | 94.4252 | 89.1062 | 89.1062 | 89.1062 | 89.1062 | 89.1062 | 89.1062 | 89.1062 | 89.1062 | 89.1062 | 89.1062 | 89.1062 | 89.1062 | 89.1062 | 89.1062 | 89.1062 | 89.1062 | 89.1062 | 89.1062 | 89.1062 | 89.1062 | 89.1062 | 89.1062 | 89.1062 | 89.1062 | 89.1062 | 89.1062 | 89.1062 | 89.1062 | 5.4666 | 5.4666 | 5.438 | 5.438 | 5.438 | 5.438 | 5.438 | 5.3532 | 5.3532 | 5.3532 | 5.3532 | 5.3532 | 5.3376 | 5.3376 | 5.3376 | 5.3376 | 5.3376 | 5.3332 | 5.3332 | 5.3332 | 5.3332 | 5.3332 | 5.3286 | 5.3286 | 5.3286 | 5.3286 | 5.3286 | 5.319
Hydrogen from SMR |  |  | 92.652 | 92.652 | 92.652 | 92.652 | 92.652 | 88.1034 | 88.1034 | 88.1034 | 88.1034 | 88.1034 | 87.2047 | 87.2047 | 87.2047 | 87.2047 | 87.2047 | 86.9698 | 86.9698 | 86.9698 | 86.9698 | 86.9698 | 86.7295 | 86.7295 | 86.7295 | 86.7295 | 86.7295 | 86.1315 | 0 | 0 | 0 | 0 | 0 | 0 | 0 | 0 | 0 | 0 | 0 | 0 | 0 | 0 | 0 | 0 | 0 | 0 | 0 | 0 | 0 | 0 | 0 | 0 | 0 | 0 | 0 | 0 | 94.4556 | 94.4556 | 92.652 | 92.652 | 92.652 | 92.652 | 92.652 | 88.1034 | 88.1034 | 88.1034 | 88.1034 | 88.1034 | 87.2047 | 87.2047 | 87.2047 | 87.2047 | 87.2047 | 86.9698 | 86.9698 | 86.9698 | 86.9698 | 86.9698 | 86.7295 | 86.7295 | 86.7295 | 86.7295 | 86.7295 | 86.1315
Hydrogen from dedicated renewables |  |  | 12.5052 | 12.5052 | 12.5052 | 12.5052 | 12.5052 | 8.1735 | 8.1735 | 8.1735 | 8.1735 | 8.1735 | 7.3115 | 7.3115 | 7.3115 | 7.3115 | 7.3115 | 7.0885 | 7.0885 | 7.0885 | 7.0885 | 7.0885 | 6.8602 | 6.8602 | 6.8602 | 6.8602 | 6.8602 | 6.2808 | 0 | 0 | 0 | 0 | 0 | 0 | 0 | 0 | 0 | 0 | 0 | 0 | 0 | 0 | 0 | 0 | 0 | 0 | 0 | 0 | 0 | 0 | 0 | 0 | 0 | 0 | 0 | 0 | 14.2314 | 14.2314 | 12.5052 | 12.5052 | 12.5052 | 12.5052 | 12.5052 | 8.1735 | 8.1735 | 8.1735 | 8.1735 | 8.1735 | 7.3115 | 7.3115 | 7.3115 | 7.3115 | 7.3115 | 7.0885 | 7.0885 | 7.0885 | 7.0885 | 7.0885 | 6.8602 | 6.8602 | 6.8602 | 6.8602 | 6.8602 | 6.2808
Biomethane from animal waste |  |  | -65.3577 | -65.3577 | -65.3577 | -65.3577 | -65.3577 | -70.9857 | -70.9857 | -70.9857 | -70.9857 | -70.9857 | -71.9633 | -71.9633 | -71.9633 | -71.9633 | -71.9633 | -72.2666 | -72.2666 | -72.2666 | -72.2666 | -72.2666 | -72.577 | -72.577 | -72.577 | -72.577 | -72.577 | -73.0995 | 0.051656 | 0.051656 | 0.051656 | 0.051656 | 0.051656 | 0.051656 | 0.051656 | 0.051656 | 0.051656 | 0.051656 | 0.051656 | 0.051656 | 0.051656 | 0.051656 | 0.051656 | 0.051656 | 0.051656 | 0.051656 | 0.051656 | 0.051656 | 0.051656 | 0.051656 | 0.051656 | 0.051656 | 0.051656 | 0.051656 | 0.051656 | 0.051656 | -63.3448 | -63.3448 | -65.4094 | -65.4094 | -65.4094 | -65.4094 | -65.4094 | -71.0374 | -71.0374 | -71.0374 | -71.0374 | -71.0374 | -72.0149 | -72.0149 | -72.0149 | -72.0149 | -72.0149 | -72.3182 | -72.3182 | -72.3182 | -72.3182 | -72.3182 | -72.6287 | -72.6287 | -72.6287 | -72.6287 | -72.6287 | -73.1511
Biomethane from landfill gas |  |  | 5.853 | 5.853 | 5.853 | 5.853 | 5.853 | 3.2764 | 3.2764 | 3.2764 | 3.2764 | 3.2764 | 2.8409 | 2.8409 | 2.8409 | 2.8409 | 2.8409 | 2.7009 | 2.7009 | 2.7009 | 2.7009 | 2.7009 | 2.5576 | 2.5576 | 2.5576 | 2.5576 | 2.5576 | 2.3379 | 0.24316 | 0.24316 | 0.24316 | 0.24316 | 0.24316 | 0.24316 | 0.24316 | 0.24316 | 0.24316 | 0.24316 | 0.24316 | 0.24316 | 0.24316 | 0.24316 | 0.24316 | 0.24316 | 0.24316 | 0.24316 | 0.24316 | 0.24316 | 0.24316 | 0.24316 | 0.24316 | 0.24316 | 0.24316 | 0.24316 | 0.24316 | 0.24316 | 6.5401 | 6.5401 | 5.6098 | 5.6098 | 5.6098 | 5.6098 | 5.6098 | 3.0332 | 3.0332 | 3.0332 | 3.0332 | 3.0332 | 2.5978 | 2.5978 | 2.5978 | 2.5978 | 2.5978 | 2.4578 | 2.4578 | 2.4578 | 2.4578 | 2.4578 | 2.3145 | 2.3145 | 2.3145 | 2.3145 | 2.3145 | 2.0948
Biomethane from fats, oils, and greases |  |  | 25.3457 | 25.3457 | 25.3457 | 25.3457 | 25.3457 | 18.2798 | 18.2798 | 18.2798 | 18.2798 | 18.2798 | 17.0795 | 17.0795 | 17.0795 | 17.0795 | 17.0795 | 16.7088 | 16.7088 | 16.7088 | 16.7088 | 16.7088 | 16.3293 | 16.3293 | 16.3293 | 16.3293 | 16.3293 | 15.6836 | 0.051656 | 0.051656 | 0.051656 | 0.051656 | 0.051656 | 0.051656 | 0.051656 | 0.051656 | 0.051656 | 0.051656 | 0.051656 | 0.051656 | 0.051656 | 0.051656 | 0.051656 | 0.051656 | 0.051656 | 0.051656 | 0.051656 | 0.051656 | 0.051656 | 0.051656 | 0.051656 | 0.051656 | 0.051656 | 0.051656 | 0.051656 | 0.051656 | 28.0646 | 28.0646 | 25.2941 | 25.2941 | 25.2941 | 25.2941 | 25.2941 | 18.2281 | 18.2281 | 18.2281 | 18.2281 | 18.2281 | 17.0278 | 17.0278 | 17.0278 | 17.0278 | 17.0278 | 16.6571 | 16.6571 | 16.6571 | 16.6571 | 16.6571 | 16.2777 | 16.2777 | 16.2777 | 16.2777 | 16.2777 | 15.6319
Biomethane from wastewater |  |  | -11.1913 | -11.1913 | -11.1913 | -11.1913 | -11.1913 | -15.314 | -15.314 | -15.314 | -15.314 | -15.314 | -16 | -16 | -16 | -16 | -16 | -16.225 | -16.225 | -16.225 | -16.225 | -16.225 | -16.4554 | -16.4554 | -16.4554 | -16.4554 | -16.4554 | -16.7897 | 0.051656 | 0.051656 | 0.051656 | 0.051656 | 0.051656 | 0.051656 | 0.051656 | 0.051656 | 0.051656 | 0.051656 | 0.051656 | 0.051656 | 0.051656 | 0.051656 | 0.051656 | 0.051656 | 0.051656 | 0.051656 | 0.051656 | 0.051656 | 0.051656 | 0.051656 | 0.051656 | 0.051656 | 0.051656 | 0.051656 | 0.051656 | 0.051656 | -9.7602 | -9.7602 | -11.2429 | -11.2429 | -11.2429 | -11.2429 | -11.2429 | -15.3657 | -15.3657 | -15.3657 | -15.3657 | -15.3657 | -16.0516 | -16.0516 | -16.0516 | -16.0516 | -16.0516 | -16.2767 | -16.2767 | -16.2767 | -16.2767 | -16.2767 | -16.507 | -16.507 | -16.507 | -16.507 | -16.507 | -16.8413
Biodiesel from soybeans |  |  | 26.7092 | 26.7092 | 26.7092 | 26.7092 | 26.7092 | 25.2204 | 25.2204 | 25.2204 | 25.2204 | 25.2204 | 24.9818 | 24.9818 | 24.9818 | 24.9818 | 24.9818 | 24.9218 | 24.9218 | 24.9218 | 24.9218 | 24.9218 | 24.8605 | 24.8605 | 24.8605 | 24.8605 | 24.8605 | 24.696 | 0.056822 | 0.056822 | 0.056822 | 0.056822 | 0.056822 | 0.056822 | 0.056822 | 0.056822 | 0.056822 | 0.056822 | 0.056822 | 0.056822 | 0.056822 | 0.056822 | 0.056822 | 0.056822 | 0.056822 | 0.056822 | 0.056822 | 0.056822 | 0.056822 | 0.056822 | 0.056822 | 0.056822 | 0.056822 | 0.056822 | 0.056822 | 0.056822 | 27.3608 | 27.3608 | 26.6523 | 26.6523 | 26.6523 | 26.6523 | 26.6523 | 25.1635 | 25.1635 | 25.1635 | 25.1635 | 25.1635 | 24.925 | 24.925 | 24.925 | 24.925 | 24.925 | 24.865 | 24.865 | 24.865 | 24.865 | 24.865 | 24.8037 | 24.8037 | 24.8037 | 24.8037 | 24.8037 | 24.6392
Biodiesel from canola |  |  | 34.5475 | 34.5475 | 34.5475 | 34.5475 | 34.5475 | 33.5213 | 33.5213 | 33.5213 | 33.5213 | 33.5213 | 33.3075 | 33.3075 | 33.3075 | 33.3075 | 33.3075 | 33.2555 | 33.2555 | 33.2555 | 33.2555 | 33.2555 | 33.2022 | 33.2022 | 33.2022 | 33.2022 | 33.2022 | 33.0502 | 0.056822 | 0.056822 | 0.056822 | 0.056822 | 0.056822 | 0.056822 | 0.056822 | 0.056822 | 0.056822 | 0.056822 | 0.056822 | 0.056822 | 0.056822 | 0.056822 | 0.056822 | 0.056822 | 0.056822 | 0.056822 | 0.056822 | 0.056822 | 0.056822 | 0.056822 | 0.056822 | 0.056822 | 0.056822 | 0.056822 | 0.056822 | 0.056822 | 34.8988 | 34.8988 | 34.4907 | 34.4907 | 34.4907 | 34.4907 | 34.4907 | 33.4645 | 33.4645 | 33.4645 | 33.4645 | 33.4645 | 33.2507 | 33.2507 | 33.2507 | 33.2507 | 33.2507 | 33.1987 | 33.1987 | 33.1987 | 33.1987 | 33.1987 | 33.1454 | 33.1454 | 33.1454 | 33.1454 | 33.1454 | 32.9934
Biodiesel from corn |  |  | 38.4287 | 38.4287 | 38.4287 | 38.4287 | 38.4287 | 35.9892 | 35.9892 | 35.9892 | 35.9892 | 35.9892 | 35.6295 | 35.6295 | 35.6295 | 35.6295 | 35.6295 | 35.5327 | 35.5327 | 35.5327 | 35.5327 | 35.5327 | 35.4337 | 35.4337 | 35.4337 | 35.4337 | 35.4337 | 35.2028 | 0.056822 | 0.056822 | 0.056822 | 0.056822 | 0.056822 | 0.056822 | 0.056822 | 0.056822 | 0.056822 | 0.056822 | 0.056822 | 0.056822 | 0.056822 | 0.056822 | 0.056822 | 0.056822 | 0.056822 | 0.056822 | 0.056822 | 0.056822 | 0.056822 | 0.056822 | 0.056822 | 0.056822 | 0.056822 | 0.056822 | 0.056822 | 0.056822 | 39.9531 | 39.9531 | 38.3719 | 38.3719 | 38.3719 | 38.3719 | 38.3719 | 35.9324 | 35.9324 | 35.9324 | 35.9324 | 35.9324 | 35.5726 | 35.5726 | 35.5726 | 35.5726 | 35.5726 | 35.4759 | 35.4759 | 35.4759 | 35.4759 | 35.4759 | 35.3769 | 35.3769 | 35.3769 | 35.3769 | 35.3769 | 35.1459
Biodiesel from used cooking oil |  |  | 13.4709 | 13.4709 | 13.4709 | 13.4709 | 13.4709 | 12.4823 | 12.4823 | 12.4823 | 12.4823 | 12.4823 | 12.2246 | 12.2246 | 12.2246 | 12.2246 | 12.2246 | 12.1795 | 12.1795 | 12.1795 | 12.1795 | 12.1795 | 12.1333 | 12.1333 | 12.1333 | 12.1333 | 12.1333 | 11.9025 | 0.056822 | 0.056822 | 0.056822 | 0.056822 | 0.056822 | 0.056822 | 0.056822 | 0.056822 | 0.056822 | 0.056822 | 0.056822 | 0.056822 | 0.056822 | 0.056822 | 0.056822 | 0.056822 | 0.056822 | 0.056822 | 0.056822 | 0.056822 | 0.056822 | 0.056822 | 0.056822 | 0.056822 | 0.056822 | 0.056822 | 0.056822 | 0.056822 | 13.8834 | 13.8834 | 13.4141 | 13.4141 | 13.4141 | 13.4141 | 13.4141 | 12.4254 | 12.4254 | 12.4254 | 12.4254 | 12.4254 | 12.1678 | 12.1678 | 12.1678 | 12.1678 | 12.1678 | 12.1227 | 12.1227 | 12.1227 | 12.1227 | 12.1227 | 12.0765 | 12.0765 | 12.0765 | 12.0765 | 12.0765 | 11.8457
Renewable diesel from soybeans |  |  | 29.9277 | 29.9277 | 29.9277 | 29.9277 | 29.9277 | 28.3661 | 28.3661 | 28.3661 | 28.3661 | 28.3661 | 28.1125 | 28.1125 | 28.1125 | 28.1125 | 28.1125 | 28.0492 | 28.0492 | 28.0492 | 28.0492 | 28.0492 | 27.9845 | 27.9845 | 27.9845 | 27.9845 | 27.9845 | 27.8082 | 0.056822 | 0.056822 | 0.056822 | 0.056822 | 0.056822 | 0.056822 | 0.056822 | 0.056822 | 0.056822 | 0.056822 | 0.056822 | 0.056822 | 0.056822 | 0.056822 | 0.056822 | 0.056822 | 0.056822 | 0.056822 | 0.056822 | 0.056822 | 0.056822 | 0.056822 | 0.056822 | 0.056822 | 0.056822 | 0.056822 | 0.056822 | 0.056822 | 30.6124 | 30.6124 | 29.8708 | 29.8708 | 29.8708 | 29.8708 | 29.8708 | 28.3093 | 28.3093 | 28.3093 | 28.3093 | 28.3093 | 28.0556 | 28.0556 | 28.0556 | 28.0556 | 28.0556 | 27.9924 | 27.9924 | 27.9924 | 27.9924 | 27.9924 | 27.9277 | 27.9277 | 27.9277 | 27.9277 | 27.9277 | 27.7514
Renewable diesel from canola |  |  | 39.9847 | 39.9847 | 39.9847 | 39.9847 | 39.9847 | 38.8414 | 38.8414 | 38.8414 | 38.8414 | 38.8414 | 38.6039 | 38.6039 | 38.6039 | 38.6039 | 38.6039 | 38.5459 | 38.5459 | 38.5459 | 38.5459 | 38.5459 | 38.4865 | 38.4865 | 38.4865 | 38.4865 | 38.4865 | 38.3183 | 0.056822 | 0.056822 | 0.056822 | 0.056822 | 0.056822 | 0.056822 | 0.056822 | 0.056822 | 0.056822 | 0.056822 | 0.056822 | 0.056822 | 0.056822 | 0.056822 | 0.056822 | 0.056822 | 0.056822 | 0.056822 | 0.056822 | 0.056822 | 0.056822 | 0.056822 | 0.056822 | 0.056822 | 0.056822 | 0.056822 | 0.056822 | 0.056822 | 40.3826 | 40.3826 | 39.9279 | 39.9279 | 39.9279 | 39.9279 | 39.9279 | 38.7845 | 38.7845 | 38.7845 | 38.7845 | 38.7845 | 38.5471 | 38.5471 | 38.5471 | 38.5471 | 38.5471 | 38.4891 | 38.4891 | 38.4891 | 38.4891 | 38.4891 | 38.4297 | 38.4297 | 38.4297 | 38.4297 | 38.4297 | 38.2615
Renewable diesel from corn |  |  | 42.7634 | 42.7634 | 42.7634 | 42.7634 | 42.7634 | 40.3361 | 40.3361 | 40.3361 | 40.3361 | 40.3361 | 39.9787 | 39.9787 | 39.9787 | 39.9787 | 39.9787 | 39.8846 | 39.8846 | 39.8846 | 39.8846 | 39.8846 | 39.7881 | 39.7881 | 39.7881 | 39.7881 | 39.7881 | 39.5537 | 0.056822 | 0.056822 | 0.056822 | 0.056822 | 0.056822 | 0.056822 | 0.056822 | 0.056822 | 0.056822 | 0.056822 | 0.056822 | 0.056822 | 0.056822 | 0.056822 | 0.056822 | 0.056822 | 0.056822 | 0.056822 | 0.056822 | 0.056822 | 0.056822 | 0.056822 | 0.056822 | 0.056822 | 0.056822 | 0.056822 | 0.056822 | 0.056822 | 44.3188 | 44.3188 | 42.7065 | 42.7065 | 42.7065 | 42.7065 | 42.7065 | 40.2793 | 40.2793 | 40.2793 | 40.2793 | 40.2793 | 39.9219 | 39.9219 | 39.9219 | 39.9219 | 39.9219 | 39.8277 | 39.8277 | 39.8277 | 39.8277 | 39.8277 | 39.7313 | 39.7313 | 39.7313 | 39.7313 | 39.7313 | 39.4969
Renewable diesel from used cooking oil |  |  | 17.1963 | 17.1963 | 17.1963 | 17.1963 | 17.1963 | 15.8961 | 15.8961 | 15.8961 | 15.8961 | 15.8961 | 15.6546 | 15.6546 | 15.6546 | 15.6546 | 15.6546 | 15.586 | 15.586 | 15.586 | 15.586 | 15.586 | 15.5158 | 15.5158 | 15.5158 | 15.5158 | 15.5158 | 15.3697 | 0.056822 | 0.056822 | 0.056822 | 0.056822 | 0.056822 | 0.056822 | 0.056822 | 0.056822 | 0.056822 | 0.056822 | 0.056822 | 0.056822 | 0.056822 | 0.056822 | 0.056822 | 0.056822 | 0.056822 | 0.056822 | 0.056822 | 0.056822 | 0.056822 | 0.056822 | 0.056822 | 0.056822 | 0.056822 | 0.056822 | 0.056822 | 0.056822 | 17.6352 | 17.6352 | 17.1394 | 17.1394 | 17.1394 | 17.1394 | 17.1394 | 15.8393 | 15.8393 | 15.8393 | 15.8393 | 15.8393 | 15.5978 | 15.5978 | 15.5978 | 15.5978 | 15.5978 | 15.5292 | 15.5292 | 15.5292 | 15.5292 | 15.5292 | 15.459 | 15.459 | 15.459 | 15.459 | 15.459 | 15.3128
Renewable Propane |  |  | 33 | 33 | 33 | 33 | 33 | 33 | 33 | 33 | 33 | 33 | 33 | 33 | 33 | 33 | 33 | 33 | 33 | 33 | 33 | 33 | 33 | 33 | 33 | 33 | 33 | 33 | N/A | N/A | N/A | N/A | N/A | N/A | N/A | N/A | N/A | N/A | N/A | N/A | N/A | N/A | N/A | N/A | N/A | N/A | N/A | N/A | N/A | N/A | N/A | N/A | N/A | N/A | N/A | N/A | N/A | N/A | N/A | N/A | N/A | N/A | N/A | N/A | N/A | N/A | N/A | N/A | N/A | N/A | N/A | N/A | N/A | N/A | N/A | N/A | N/A | N/A | N/A | N/A | N/A | N/A | N/A | N/A
Wood Fuels
Wood chips |  |  | 2.6936 | 2.6936 | 2.6936 | 2.6936 | 2.6936 | 2.5552 | 2.5552 | 2.5552 | 2.5552 | 2.5552 | 2.4578 | 2.4578 | 2.4578 | 2.4578 | 2.4578 | 2.4573 | 2.4573 | 2.4573 | 2.4573 | 2.4573 | 2.4567 | 2.4567 | 2.4567 | 2.4567 | 2.4567 | 2.3252 | 1.0953 | 1.0953 | 1.0953 | 1.0953 | 1.0953 | 1.0953 | 1.0953 | 1.0953 | 1.0953 | 1.0953 | 1.0953 | 1.0953 | 1.0953 | 1.0953 | 1.0953 | 1.0953 | 1.0953 | 1.0953 | 1.0953 | 1.0953 | 1.0953 | 1.0953 | 1.0953 | 1.0953 | 1.0953 | 1.0953 | 1.0953 | 1.0953 | 1.7399 | 1.7399 | 1.5983 | 1.5983 | 1.5983 | 1.5983 | 1.5983 | 1.4599 | 1.4599 | 1.4599 | 1.4599 | 1.4599 | 1.3625 | 1.3625 | 1.3625 | 1.3625 | 1.3625 | 1.362 | 1.362 | 1.362 | 1.362 | 1.362 | 1.3614 | 1.3614 | 1.3614 | 1.3614 | 1.3614 | 1.2299
Wood pellets |  |  | 26.8477 | 26.8477 | 26.8477 | 26.8477 | 26.8477 | 24.9327 | 24.9327 | 24.9327 | 24.9327 | 24.9327 | 24.609 | 24.609 | 24.609 | 24.609 | 24.609 | 24.5049 | 24.5049 | 24.5049 | 24.5049 | 24.5049 | 24.3984 | 24.3984 | 24.3984 | 24.3984 | 24.3984 | 24.2351 | 1.0953 | 1.0953 | 1.0953 | 1.0953 | 1.0953 | 1.0953 | 1.0953 | 1.0953 | 1.0953 | 1.0953 | 1.0953 | 1.0953 | 1.0953 | 1.0953 | 1.0953 | 1.0953 | 1.0953 | 1.0953 | 1.0953 | 1.0953 | 1.0953 | 1.0953 | 1.0953 | 1.0953 | 1.0953 | 1.0953 | 1.0953 | 1.0953 | 26.4432 | 26.4432 | 25.7524 | 25.7524 | 25.7524 | 25.7524 | 25.7524 | 23.8374 | 23.8374 | 23.8374 | 23.8374 | 23.8374 | 23.5137 | 23.5137 | 23.5137 | 23.5137 | 23.5137 | 23.4096 | 23.4096 | 23.4096 | 23.4096 | 23.4096 | 23.3031 | 23.3031 | 23.3031 | 23.3031 | 23.3031 | 23.1398
Firewood, commercial |  |  | 70.1037 | 70.1037 | 70.1037 | 70.1037 | 70.1037 | 70.0151 | 70.0151 | 70.0151 | 70.0151 | 70.0151 | 69.9569 | 69.9569 | 69.9569 | 69.9569 | 69.9569 | 69.9561 | 69.9561 | 69.9561 | 69.9561 | 69.9561 | 69.9553 | 69.9553 | 69.9553 | 69.9553 | 69.9553 | 69.8778 | 67.7742 | 67.7742 | 67.7742 | 67.7742 | 67.7742 | 67.7742 | 67.7742 | 67.7742 | 67.7742 | 67.7742 | 67.7742 | 67.7742 | 67.7742 | 67.7742 | 67.7742 | 67.7742 | 67.7742 | 67.7742 | 67.7742 | 67.7742 | 67.7742 | 67.7742 | 67.7742 | 67.7742 | 67.7742 | 67.7742 | 67.7742 | 67.7742 | 2.4092 | 2.4092 | 2.3295 | 2.3295 | 2.3295 | 2.3295 | 2.3295 | 2.2408 | 2.2408 | 2.2408 | 2.2408 | 2.2408 | 2.1827 | 2.1827 | 2.1827 | 2.1827 | 2.1827 | 2.1819 | 2.1819 | 2.1819 | 2.1819 | 2.1819 | 2.1811 | 2.1811 | 2.1811 | 2.1811 | 2.1811 | 2.1036
Eligible Emissions Limit
Eligible emissions limit (reference value) |  |  | 66.7687 | 66.7687 | 66.7687 | 66.7687 | 66.7687 | 49.7555 | 49.7555 | 49.7555 | 49.7555 | 49.7555 | 49.702 | 49.702 | 49.702 | 49.702 | 49.702 | 49.6852 | 49.6852 | 49.6852 | 49.6852 | 49.6852 | 49.6681 | 49.6681 | 49.6681 | 49.6681 | 49.6681 | 16.5428 | N/A | N/A | N/A | N/A | N/A | N/A | N/A | N/A | N/A | N/A | N/A | N/A | N/A | N/A | N/A | N/A | N/A | N/A | N/A | N/A | N/A | N/A | N/A | N/A | N/A | N/A | N/A | N/A | N/A | N/A | N/A | N/A | N/A | N/A | N/A | N/A | N/A | N/A | N/A | N/A | N/A | N/A | N/A | N/A | N/A | N/A | N/A | N/A | N/A | N/A | N/A | N/A | N/A | N/A | N/A | N/A
Note: The eligible emissions limit is calculated in accordance with 30 V.S.A. § 8127(f); it begins at 80% of fuel oil #2 emissions, declines to 60% in 2030 and declines to 20% beginning in 2050, although 30 V.S.A. § 8127(f)(1)(C) allows for discretion to be applied beginning in 2050.
Wood, unspecified, all |  |  | 33.215 | 33.215 | 33.215 | 33.215 | 33.215 | 32.501 | 32.501 | 32.501 | 32.501 | 32.501 | 32.3412 | 32.3412 | 32.3412 | 32.3412 | 32.3412 | 32.3061 | 32.3061 | 32.3061 | 32.3061 | 32.3061 | 32.2702 | 32.2702 | 32.2702 | 32.2702 | 32.2702 | 32.146
Wood, unspecified, commercial |  |  | 36.3986 | 36.3986 | 36.3986 | 36.3986 | 36.3986 | 36.2851 | 36.2851 | 36.2851 | 36.2851 | 36.2851 | 36.2073 | 36.2073 | 36.2073 | 36.2073 | 36.2073 | 36.2067 | 36.2067 | 36.2067 | 36.2067 | 36.2067 | 36.206 | 36.206 | 36.206 | 36.206 | 36.206 | 36.1015
Wood, unspecified, commercial |  |  | 36.3986 | 36.3986 | 36.3986 | 36.3986 | 36.3986 | 36.2851 | 36.2851 | 36.2851 | 36.2851 | 36.2851 | 36.2073 | 36.2073 | 36.2073 | 36.2073 | 36.2073 | 36.2067 | 36.2067 | 36.2067 | 36.2067 | 36.2067 | 36.206 | 36.206 | 36.206 | 36.206 | 36.206 | 36.1015
Note on A31: [Threaded comment] Your version of Excel allows you to read this threaded comment; however, any edits to it will get removed if the file is opened in a newer version of Excel. Learn more: https://go.microsoft.com/fwlink/?linkid=870924 Comment: Presented for reference.

## Lookups
Fuel Info
TRM Name | Emissions Schedule Name | Type | Carbon Intensity Adder (CI') [gCO2e/MJ] | Trans & Dist Losses (TDL)
Oil | Fuel oil #2 | Delivered | 0.2149 | 0%
Propane | Propane | Delivered | 0.32764 | 0%
Natural Gas | Natural gas | Natural Gas | 0 | 1.4%
Electricity | Grid electricity | Electricity | 0 | 4%
Kerosene | Kerosene | Delivered | 0.22206 | 0%
Wood, non-commercial | Wood, unspecified, non-commercial | Delivered | 1.3777 | 0%
Wood, commercial | Wood, unspecified, commercial | Delivered | 1.3777 | 0%
Wood chips | Wood chips | Delivered | 1.9568 | 0%
Wood Pellets | Wood pellets | Delivered | 1.9568 | 0%
Firewood, commercial | Firewood, commercial | Delivered | 0.79856 | 0%
Unknown, non-commercial | Unknown, non-commercial | Unknown | 0 | 0%
Unknown, commercial | Unknown, commercial | Unknown | 0 | 0%
Unknown, industrial | Unknown, industrial | Unknown | 0 | 0%